## About
BDEQ BAU Electricity Output from Distributed Sources
BDEQ BAU Distributed Electricity Source Capacity
Oregon EPS adapts US data.
see US.OR ratios tab
Sources: | Distributed Generation and Capacity
Energy Information Administration
2018
Annual Energy Outlook 2018
https://www.eia.gov/outlooks/aeo/tables_ref.php
Table 22 and Table 23
Urban vs. Rural Residential Households
Energy Information Administration
2018
Residential Energy Consumption Survey (RECS)
https://www.eia.gov/consumption/residential/data/2015/hc/hc2.1.xlsx
Table HC2.1
Notes
The variable "BCEU BAU Components Energy Use" includes only "purchased electricity"
(i.e. that which buildings get from the grid, not generate on-site), so the quantities
of generation in this variable are additional. Electricity Output is reported in MWh and
Capacity is reported in MW
OR Urban Rural Split
79.27% | Urban
20.73% | Rural

## AEO Table 22
| ref2019.d111618a | 2017 | 2018 | 2019 | 2020 | 2021 | 2022 | 2023 | 2024 | 2025 | 2026 | 2027 | 2028 | 2029 | 2030 | 2031 | 2032 | 2033 | 2034 | 2035 | 2036 | 2037 | 2038 | 2039 | 2040 | 2041 | 2042 | 2043 | 2044 | 2045 | 2046 | 2047 | 2048 | 2049 | 2050
|  | Report | Annual Energy Outlook 2019
|  | Scenario | ref2019 |  |  | Reference case
|  | Datekey | d111618a
|  | Release Date |  | January 2019
RST000 | 22. Residential Sector Equipment Stock and Efficiency, and Distributed Generation
2018-
| Equipment Stock Data | 2017 | 2018 | 2019 | 2020 | 2021 | 2022 | 2023 | 2024 | 2025 | 2026 | 2027 | 2028 | 2029 | 2030 | 2031 | 2032 | 2033 | 2034 | 2035 | 2036 | 2037 | 2038 | 2039 | 2040 | 2041 | 2042 | 2043 | 2044 | 2045 | 2046 | 2047 | 2048 | 2049 | 2050 | 2050
Equipment Stock (million units)
Main Space Heaters
RST000:ba_ElectricHeatP | Electric Heat Pumps | 12.3622 | 12.579 | 12.8114 | 13.0517 | 13.2904 | 13.5287 | 13.7316 | 13.9081 | 14.0658 | 14.2024 | 14.3192 | 14.4206 | 14.5109 | 14.5917 | 14.6642 | 14.7253 | 14.7796 | 14.8294 | 14.8746 | 14.9148 | 14.9511 | 14.9825 | 15.0092 | 15.033 | 15.0542 | 15.074 | 15.0935 | 15.1133 | 15.1336 | 15.1541 | 15.175 | 15.1957 | 15.2162 | 15.2364 | 0.6007%
RST000:ba_ElectricOther | Electric Other | 29.2721 | 29.339 | 29.4243 | 29.5163 | 29.6102 | 29.7061 | 29.8087 | 29.9197 | 30.0426 | 30.1692 | 30.2999 | 30.4356 | 30.5776 | 30.7265 | 30.8834 | 31.0382 | 31.1962 | 31.3586 | 31.5222 | 31.684 | 31.8455 | 32.0072 | 32.1686 | 32.3326 | 32.5003 | 32.6707 | 32.8453 | 33.0261 | 33.2131 | 33.4056 | 33.6022 | 33.799 | 33.9968 | 34.1952 | 0.4798%
RST000:ba_NaturalGasHea | Natural Gas Heat Pumps | 1.3 | 1.2951 | 1.2902 | 1.2853 | 1.2805 | 1.2757 | 1.271 | 1.2663 | 1.2616 | 1.257 | 1.2523 | 1.2477 | 1.2432 | 1.2386 | 1.2341 | 1.2297 | 1.2252 | 1.2208 | 1.2164 | 1.212 | 1.2077 | 1.2033 | 1.199 | 1.1948 | 1.1905 | 1.1863 | 1.1821 | 1.1779 | 1.1737 | 1.1696 | 1.1655 | 1.1614 | 1.1573 | 1.1533 | -0.3617%
RST000:ba_NaturalGasOth | Natural Gas Other | 58.4078 | 59.0475 | 59.7419 | 60.4602 | 61.1755 | 61.8939 | 62.6199 | 63.3507 | 64.0996 | 64.8443 | 65.572 | 66.2933 | 67.0186 | 67.7589 | 68.5074 | 69.2312 | 69.957 | 70.696 | 71.4408 | 72.1738 | 72.9022 | 73.6293 | 74.3473 | 75.068 | 75.7889 | 76.5071 | 77.2322 | 77.9706 | 78.7228 | 79.484 | 80.2491 | 81.0086 | 81.7625 | 82.5137 | 1.051%
RST000:ba_Distillate | Distillate Fuel Oil | 5.6709 | 5.6037 | 5.5365 | 5.4701 | 5.4049 | 5.3412 | 5.279 | 5.218 | 5.1577 | 5.0981 | 5.0405 | 4.9851 | 4.9323 | 4.8822 | 4.8341 | 4.7877 | 4.743 | 4.6996 | 4.6573 | 4.616 | 4.5761 | 4.5375 | 4.4998 | 4.4631 | 4.4267 | 4.389 | 4.3503 | 4.3105 | 4.2702 | 4.2293 | 4.1873 | 4.1445 | 4.1014 | 4.0583 | -1.003%
RST000:ba_LiquefiedPetr | Propane | 5.0485 | 5.0331 | 5.0154 | 4.9937 | 4.9684 | 4.9399 | 4.9086 | 4.8759 | 4.842 | 4.806 | 4.772 | 4.7397 | 4.71 | 4.683 | 4.6581 | 4.6346 | 4.6128 | 4.5923 | 4.5725 | 4.5526 | 4.5322 | 4.5111 | 4.4895 | 4.4681 | 4.4478 | 4.4267 | 4.405 | 4.3837 | 4.3631 | 4.3434 | 4.3246 | 4.3064 | 4.2893 | 4.2732 | -0.5102%
RST000:ba_Kerosene | Kerosene | 3e-06 | 0.002991 | 0.006359 | 0.009376 | 0.012309 | 0.015099 | 0.017631 | 0.020053 | 0.022438 | 0.024755 | 0.027172 | 0.029574 | 0.031981 | 0.034381 | 0.036729 | 0.038996 | 0.04123 | 0.043365 | 0.045354 | 0.047173 | 0.048817 | 0.050265 | 0.051581 | 0.052806 | 0.053983 | 0.055156 | 0.056285 | 0.057401 | 0.05851 | 0.059606 | 0.06066 | 0.061605 | 0.062486 | 0.063278 | 10.01%
RST000:ba_WoodStoves | Wood Stoves | 3.4059 | 3.3754 | 3.3453 | 3.3161 | 3.2878 | 3.26 | 3.2325 | 3.2052 | 3.1781 | 3.1514 | 3.125 | 3.099 | 3.0728 | 3.0463 | 3.0198 | 2.9933 | 2.9666 | 2.9397 | 2.9129 | 2.8858 | 2.8594 | 2.8338 | 2.8088 | 2.7834 | 2.7589 | 2.7352 | 2.7124 | 2.6905 | 2.6695 | 2.6493 | 2.6292 | 2.6091 | 2.5891 | 2.5691 | -0.8493%
RST000:ba_GeothermalHea | Geothermal Heat Pumps | 0.76884 | 0.8159 | 0.86612 | 0.91741 | 0.96811 | 1.0189 | 1.0707 | 1.1235 | 1.1777 | 1.2318 | 1.2853 | 1.3389 | 1.394 | 1.4511 | 1.5093 | 1.5666 | 1.625 | 1.6849 | 1.746 | 1.8069 | 1.8674 | 1.9273 | 1.9862 | 2.0459 | 2.105 | 2.163 | 2.2208 | 2.2787 | 2.3368 | 2.3948 | 2.4531 | 2.5113 | 2.5693 | 2.6275 | 3.722%
RST000:ba_Total | Total | 116.2363 | 117.0915 | 118.0374 | 119.0203 | 119.9981 | 120.9795 | 121.9397 | 122.8873 | 123.8475 | 124.785 | 125.6935 | 126.5896 | 127.4913 | 128.4128 | 129.3472 | 130.2457 | 131.1465 | 132.0646 | 132.988 | 133.8931 | 134.7905 | 135.6824 | 136.5601 | 137.4417 | 138.3262 | 139.2072 | 140.0977 | 141.0086 | 141.9412 | 142.8896 | 143.8467 | 144.7977 | 145.7444 | 146.69 | 0.7068%
Space Cooling (million units)
RST000:ca_ElectricHeatP | Electric Heat Pumps | 12.3622 | 12.579 | 12.8114 | 13.0517 | 13.2904 | 13.5287 | 13.7316 | 13.9081 | 14.0658 | 14.2024 | 14.3192 | 14.4206 | 14.5109 | 14.5917 | 14.6642 | 14.7253 | 14.7796 | 14.8294 | 14.8746 | 14.9148 | 14.9511 | 14.9825 | 15.0092 | 15.033 | 15.0542 | 15.074 | 15.0935 | 15.1133 | 15.1336 | 15.1541 | 15.175 | 15.1957 | 15.2162 | 15.2364 | 0.6007%
RST000:ca_NaturalGasHea | Natural Gas Heat Pumps | 1.3 | 1.2951 | 1.2902 | 1.2853 | 1.2805 | 1.2757 | 1.271 | 1.2663 | 1.2616 | 1.257 | 1.2523 | 1.2477 | 1.2432 | 1.2386 | 1.2341 | 1.2297 | 1.2252 | 1.2208 | 1.2164 | 1.212 | 1.2077 | 1.2033 | 1.199 | 1.1948 | 1.1905 | 1.1863 | 1.1821 | 1.1779 | 1.1737 | 1.1696 | 1.1655 | 1.1614 | 1.1573 | 1.1533 | -0.3617%
RST000:ca_GeothermalHea | Geothermal Heat Pumps | 0.76884 | 0.8159 | 0.86612 | 0.91741 | 0.96811 | 1.0189 | 1.0707 | 1.1235 | 1.1777 | 1.2318 | 1.2853 | 1.3389 | 1.394 | 1.4511 | 1.5093 | 1.5666 | 1.625 | 1.6849 | 1.746 | 1.8069 | 1.8674 | 1.9273 | 1.9862 | 2.0459 | 2.105 | 2.163 | 2.2208 | 2.2787 | 2.3368 | 2.3948 | 2.4531 | 2.5113 | 2.5693 | 2.6275 | 3.722%
RST000:ca_CentralAirCon | Central Air Conditioners | 57.5084 | 58.9305 | 60.4038 | 61.8932 | 63.3722 | 64.8464 | 66.3295 | 67.8218 | 69.3362 | 70.8459 | 72.3437 | 73.8391 | 75.3435 | 76.8661 | 78.4004 | 79.9097 | 81.4215 | 82.9462 | 84.4746 | 85.988 | 87.4939 | 88.9937 | 90.4801 | 91.9667 | 93.4524 | 94.932 | 96.4154 | 97.9107 | 99.4191 | 100.9357 | 102.4551 | 103.9657 | 105.4688 | 106.9668 | 1.88%
RST000:ca_RoomAirCondit | Room Air Conditioners | 57.6393 | 57.4499 | 57.2801 | 57.1159 | 56.9558 | 56.7997 | 56.6437 | 56.4903 | 56.3425 | 56.1965 | 56.0535 | 55.9137 | 55.779 | 55.6505 | 55.5268 | 55.4027 | 55.2825 | 55.1666 | 55.0531 | 54.9392 | 54.8259 | 54.7128 | 54.5998 | 54.4891 | 54.3815 | 54.2767 | 54.1755 | 54.0792 | 53.988 | 53.9011 | 53.8174 | 53.7341 | 53.6522 | 53.5714 | -0.2182%
RST000:ca_Total | Total | 129.5788 | 131.0704 | 132.6516 | 134.2635 | 135.867 | 137.4695 | 139.0466 | 140.6099 | 142.1838 | 143.7336 | 145.2541 | 146.7601 | 148.2705 | 149.798 | 151.3348 | 152.834 | 154.3338 | 155.8479 | 157.3646 | 158.8609 | 160.346 | 161.8196 | 163.2743 | 164.7295 | 166.1836 | 167.632 | 169.0872 | 170.5598 | 172.0513 | 173.5554 | 175.0661 | 176.5683 | 178.0638 | 179.5553 | 0.9884%
Water Heaters (million units)
RST000:da_Electric | Electric | 57.3413 | 57.5959 | 57.8961 | 58.2876 | 58.7063 | 59.2056 | 59.6471 | 60.0366 | 60.3859 | 60.6839 | 60.9495 | 61.1839 | 61.4045 | 61.604 | 61.8208 | 62.0358 | 62.2599 | 62.4939 | 62.7332 | 62.9701 | 63.206 | 63.4433 | 63.6697 | 63.8937 | 64.1095 | 64.3211 | 64.5327 | 64.7487 | 64.9695 | 65.1941 | 65.4219 | 65.649 | 65.8779 | 66.1088 | 0.4317%
RST000:da_NaturalGas | Natural Gas | 58.4787 | 58.9435 | 59.4571 | 60.0106 | 60.5901 | 61.2138 | 61.8586 | 62.5265 | 63.231 | 63.9507 | 64.662 | 65.3787 | 66.1015 | 66.8501 | 67.6004 | 68.3221 | 69.0402 | 69.7675 | 70.4958 | 71.2087 | 71.9138 | 72.6108 | 73.3016 | 73.9953 | 74.6953 | 75.3918 | 76.0936 | 76.8073 | 77.5341 | 78.2693 | 79.0072 | 79.7379 | 80.4607 | 81.1786 | 1.005%
RST000:da_Distillate | Distillate Fuel Oil | 2.7818 | 2.7193 | 2.6526 | 2.584 | 2.5194 | 2.4594 | 2.4033 | 2.3515 | 2.3044 | 2.2609 | 2.2206 | 2.1845 | 2.1518 | 2.1233 | 2.0924 | 2.0599 | 2.0259 | 1.9914 | 1.9565 | 1.9215 | 1.8872 | 1.8536 | 1.8208 | 1.7888 | 1.7582 | 1.7287 | 1.7004 | 1.6734 | 1.6474 | 1.6224 | 1.5983 | 1.5748 | 1.5521 | 1.5299 | -1.781%
RST000:da_LiquefiedPetr | Propane | 4.2766 | 4.1401 | 3.9997 | 3.8535 | 3.7183 | 3.5926 | 3.4773 | 3.374 | 3.2818 | 3.1986 | 3.1249 | 3.0608 | 3.007 | 2.9644 | 2.9179 | 2.8679 | 2.8163 | 2.7638 | 2.7111 | 2.6585 | 2.6071 | 2.557 | 2.5091 | 2.464 | 2.4221 | 2.3835 | 2.3481 | 2.3158 | 2.2866 | 2.2601 | 2.2357 | 2.2127 | 2.1912 | 2.171 | -1.997%
RST000:da_SolarThermal | Solar Thermal | 0.78649 | 1.0809 | 1.3803 | 1.5938 | 1.7346 | 1.7405 | 1.748 | 1.7561 | 1.7653 | 1.7754 | 1.7854 | 1.7951 | 1.8052 | 1.8153 | 1.8257 | 1.8365 | 1.8475 | 1.8584 | 1.8692 | 1.8799 | 1.8902 | 1.9 | 1.9101 | 1.9204 | 1.9311 | 1.9419 | 1.9528 | 1.9636 | 1.9746 | 1.9857 | 1.9968 | 2.008 | 2.0191 | 2.0302 | 1.989%
RST000:da_Total | Total | 123.6649 | 124.4798 | 125.3859 | 126.3296 | 127.2687 | 128.2119 | 129.1344 | 130.0448 | 130.9684 | 131.8696 | 132.7423 | 133.6031 | 134.47 | 135.3569 | 136.2573 | 137.1222 | 137.9898 | 138.875 | 139.7659 | 140.6388 | 141.5043 | 142.3647 | 143.2113 | 144.0621 | 144.9162 | 145.767 | 146.6276 | 147.5089 | 148.4122 | 149.3316 | 150.2599 | 151.1824 | 152.1009 | 153.0184 | 0.6471%
Cooking Equipment (million units) 1/
RST000:ea_Electric | Electric | 94.0686 | 94.4722 | 94.936 | 95.4233 | 95.899 | 96.3693 | 96.808 | 97.2226 | 97.6313 | 98.0091 | 98.3504 | 98.6663 | 98.9443 | 99.191 | 99.3965 | 99.5255 | 99.6831 | 99.903 | 100.1808 | 100.5109 | 100.9043 | 101.2834 | 101.6427 | 101.9932 | 102.3338 | 102.6601 | 102.9801 | 103.3013 | 103.6259 | 103.9527 | 104.2812 | 104.6063 | 104.9341 | 105.2704 | 0.3388%
RST000:ea_NaturalGas | Natural Gas | 46.4283 | 46.7922 | 47.1853 | 47.5962 | 48.0159 | 48.4472 | 48.892 | 49.3503 | 49.8291 | 50.3196 | 50.8213 | 51.3397 | 51.9052 | 52.5244 | 53.2005 | 53.9198 | 54.6083 | 55.2474 | 55.8303 | 56.3388 | 56.7728 | 57.2191 | 57.674 | 58.1442 | 58.6297 | 59.1277 | 59.6426 | 60.1765 | 60.7276 | 61.2901 | 61.8574 | 62.4201 | 62.9742 | 63.5178 | 0.9596%
RST000:ea_LiquefiedPetr | Propane | 7.0695 | 7.0267 | 6.9864 | 6.9433 | 6.899 | 6.8534 | 6.8059 | 6.7574 | 6.7084 | 6.6568 | 6.6026 | 6.5457 | 6.4865 | 6.4254 | 6.3626 | 6.2982 | 6.2393 | 6.1855 | 6.1366 | 6.092 | 6.0518 | 6.0092 | 5.9643 | 5.9174 | 5.869 | 5.8197 | 5.77 | 5.7212 | 5.6743 | 5.6302 | 5.589 | 5.5504 | 5.5141 | 5.4793 | -0.7743%
RST000:ea_Total | Total | 147.5665 | 148.291 | 149.1077 | 149.9627 | 150.8139 | 151.6699 | 152.5059 | 153.3304 | 154.1688 | 154.9854 | 155.7742 | 156.5517 | 157.3359 | 158.1408 | 158.9596 | 159.7436 | 160.5307 | 161.336 | 162.1477 | 162.9417 | 163.7289 | 164.5116 | 165.2809 | 166.0548 | 166.8325 | 167.6075 | 168.3927 | 169.199 | 170.0278 | 170.873 | 171.7276 | 172.5768 | 173.4224 | 174.2675 | 0.5057%
Clothes Dryers (million units)
RST000:fa_Electric | Electric | 77.7824 | 79.1363 | 80.5577 | 82.0004 | 83.4283 | 84.8456 | 86.2313 | 87.5888 | 88.9363 | 90.2398 | 91.4933 | 92.738 | 93.9875 | 95.2531 | 96.5295 | 97.7772 | 99.0303 | 100.3042 | 101.5929 | 102.8784 | 104.1428 | 105.3893 | 106.6117 | 107.8273 | 109.036 | 110.2353 | 111.4377 | 112.6543 | 113.8867 | 115.1304 | 116.3803 | 117.6236 | 118.8617 | 120.0966 | 1.312%
RST000:fa_NaturalGas | Natural Gas | 18.346 | 18.6069 | 18.8819 | 19.1657 | 19.4561 | 19.7569 | 20.0666 | 20.3881 | 20.7271 | 21.085 | 21.4619 | 21.8324 | 22.2002 | 22.5674 | 22.9316 | 23.2858 | 23.6323 | 23.9706 | 24.2952 | 24.6007 | 24.9157 | 25.2387 | 25.5669 | 25.9008 | 26.2397 | 26.5799 | 26.9219 | 27.2652 | 27.6093 | 27.9522 | 28.2926 | 28.6289 | 28.9612 | 29.2911 | 1.428%
RST000:fa_Total | Total | 96.1284 | 97.7432 | 99.4396 | 101.1661 | 102.8845 | 104.6025 | 106.2978 | 107.9769 | 109.6635 | 111.3248 | 112.9552 | 114.5704 | 116.1876 | 117.8205 | 119.4612 | 121.063 | 122.6626 | 124.2747 | 125.8881 | 127.4792 | 129.0584 | 130.6279 | 132.1785 | 133.7281 | 135.2757 | 136.8152 | 138.3596 | 139.9196 | 141.4959 | 143.0826 | 144.6729 | 146.2525 | 147.8229 | 149.3877 | 1.335%
Other Appliances (million units)
RST000:ga_Refrigerators | Refrigerators | 162.8673 | 164.1228 | 165.5126 | 166.9554 | 168.3903 | 169.8295 | 171.2392 | 172.6303 | 174.0383 | 175.4128 | 176.7448 | 178.0583 | 179.3833 | 180.7404 | 182.1149 | 183.4361 | 184.7627 | 186.1169 | 187.4814 | 188.8186 | 190.1445 | 191.4612 | 192.7553 | 194.0542 | 195.3564 | 196.6518 | 197.9606 | 199.2989 | 200.6696 | 202.0627 | 203.4676 | 204.8627 | 206.2502 | 207.6361 | 0.7376%
RST000:ga_Freezers | Freezers | 43.11 | 43.3665 | 43.663 | 43.9676 | 44.2711 | 44.5749 | 44.8703 | 45.1614 | 45.4571 | 45.7458 | 46.0284 | 46.3082 | 46.5939 | 46.89 | 47.1902 | 47.4783 | 47.7696 | 48.0679 | 48.3685 | 48.6613 | 48.9495 | 49.2329 | 49.5093 | 49.786 | 50.0637 | 50.3409 | 50.6216 | 50.9103 | 51.2078 | 51.5117 | 51.8184 | 52.1215 | 52.4225 | 52.7224 | 0.6124%
Stock Average Equipment Efficiency
Main Space Heaters
RST000:ha_ElectricHeatP | Electric Heat Pumps (HSPF) | 7.9998 | 8.0372 | 8.0745 | 8.1114 | 8.1482 | 8.1856 | 8.2403 | 8.2904 | 8.3369 | 8.3797 | 8.4192 | 8.4557 | 8.4893 | 8.52 | 8.5478 | 8.5727 | 8.5944 | 8.6129 | 8.6277 | 8.6383 | 8.644 | 8.6493 | 8.654 | 8.658 | 8.6613 | 8.664 | 8.6661 | 8.6676 | 8.6686 | 8.6693 | 8.6696 | 8.6698 | 8.6698 | 8.6697 | 0.237%
RST000:ha_NaturalGasHea | Natural Gas Heat Pumps (GCOP) | 1.3 | 1.3 | 1.3 | 1.3 | 1.3 | 1.3 | 1.3 | 1.3 | 1.3 | 1.3 | 1.3 | 1.3 | 1.3 | 1.3 | 1.3 | 1.3 | 1.3 | 1.3 | 1.3 | 1.3 | 1.3 | 1.3 | 1.3 | 1.3 | 1.3 | 1.3 | 1.3 | 1.3 | 1.3 | 1.3 | 1.3 | 1.3 | 1.3 | 1.3 | 0%
RST000:ha_GeothermalHea | Geothermal Heat Pumps (COP) | 3.2009 | 3.251 | 3.2977 | 3.3403 | 3.3787 | 3.3995 | 3.419 | 3.4375 | 3.4551 | 3.4718 | 3.4867 | 3.5 | 3.5119 | 3.5227 | 3.5323 | 3.5412 | 3.5494 | 3.5569 | 3.5638 | 3.5702 | 3.576 | 3.5812 | 3.586 | 3.5903 | 3.594 | 3.5973 | 3.5999 | 3.602 | 3.6036 | 3.6046 | 3.6056 | 3.6066 | 3.6076 | 3.6085 | 0.3266%
RST000:ha_NaturalGasFur | Natural Gas Furnace (AFUE) | 0.80823 | 0.81232 | 0.81638 | 0.8205 | 0.82459 | 0.82866 | 0.83278 | 0.83691 | 0.84105 | 0.84522 | 0.84903 | 0.85252 | 0.85567 | 0.85845 | 0.86091 | 0.86307 | 0.86494 | 0.8665 | 0.86779 | 0.86881 | 0.86961 | 0.87016 | 0.8705 | 0.8706 | 0.87046 | 0.87038 | 0.87032 | 0.87029 | 0.87026 | 0.87023 | 0.8702 | 0.87017 | 0.87015 | 0.87012 | 0.215%
RST000:ha_DistillateFur | Distillate Furnace (AFUE) | 0.83132 | 0.83227 | 0.83328 | 0.83437 | 0.83547 | 0.83657 | 0.83768 | 0.83883 | 0.83999 | 0.84118 | 0.84234 | 0.84342 | 0.84445 | 0.84537 | 0.84622 | 0.84698 | 0.84767 | 0.84828 | 0.8488 | 0.84926 | 0.84963 | 0.84992 | 0.85013 | 0.85026 | 0.85031 | 0.85037 | 0.85042 | 0.85047 | 0.8505 | 0.8505 | 0.85049 | 0.85044 | 0.85036 | 0.85025 | 0.0668%
Space Cooling
RST000:ia_ElectricHeatP | Electric Heat Pumps (SEER) | 13.4024 | 13.5348 | 13.6666 | 13.7969 | 13.9268 | 14.0588 | 14.2451 | 14.4154 | 14.5735 | 14.7193 | 14.8542 | 14.9783 | 15.0929 | 15.1974 | 15.2921 | 15.3767 | 15.4505 | 15.513 | 15.5632 | 15.5988 | 15.6177 | 15.6353 | 15.6511 | 15.6648 | 15.6764 | 15.6858 | 15.6932 | 15.6988 | 15.7028 | 15.7055 | 15.7073 | 15.7083 | 15.7088 | 15.7089 | 0.4666%
RST000:ia_NaturalGasHea | Natural Gas Heat Pumps (GCOP) | 0.6 | 0.6 | 0.6 | 0.60577 | 0.61116 | 0.61717 | 0.62382 | 0.63027 | 0.63652 | 0.64253 | 0.64839 | 0.65415 | 0.65997 | 0.66597 | 0.67222 | 0.67868 | 0.68503 | 0.69075 | 0.69527 | 0.69817 | 0.69933 | 0.69982 | 0.69997 | 0.7 | 0.7 | 0.7 | 0.7 | 0.7 | 0.7 | 0.7 | 0.7 | 0.7 | 0.7 | 0.7 | 0.4829%
RST000:ia_GeothermalHea | Geothermal Heat Pumps (EER) | 14.0059 | 14.3587 | 14.6885 | 14.9889 | 15.2595 | 15.4043 | 15.5365 | 15.6638 | 15.7851 | 15.9001 | 16.0025 | 16.094 | 16.1762 | 16.2497 | 16.3158 | 16.3764 | 16.4317 | 16.4821 | 16.5286 | 16.5711 | 16.6099 | 16.6448 | 16.6764 | 16.7044 | 16.7291 | 16.7502 | 16.7674 | 16.7811 | 16.791 | 16.7973 | 16.8035 | 16.8096 | 16.8156 | 16.8212 | 0.4959%
RST000:ia_Cent.AirCondi | Central Air Conditioners (SEER) | 12.7654 | 12.9126 | 13.0535 | 13.1912 | 13.3245 | 13.4554 | 13.6424 | 13.8166 | 13.977 | 14.123 | 14.255 | 14.3735 | 14.4804 | 14.5754 | 14.6584 | 14.7303 | 14.7928 | 14.8456 | 14.8893 | 14.9233 | 14.9465 | 14.9692 | 14.9909 | 15.0112 | 15.0297 | 15.0461 | 15.0603 | 15.0723 | 15.0822 | 15.0902 | 15.0965 | 15.1016 | 15.1057 | 15.1089 | 0.4921%
RST000:ia_RoomAirCondit | Room Air Conditioners (EER) | 10.9793 | 11.0321 | 11.0897 | 11.1535 | 11.22 | 11.2922 | 11.369 | 11.4515 | 11.5271 | 11.5932 | 11.6492 | 11.6966 | 11.7345 | 11.7857 | 11.8224 | 11.8453 | 11.8695 | 11.8943 | 11.9193 | 11.9434 | 11.9658 | 11.9853 | 12.0013 | 12.0272 | 12.049 | 12.0676 | 12.0839 | 12.0986 | 12.1123 | 12.1252 | 12.1369 | 12.1472 | 12.1558 | 12.1623 | 0.3052%
Water Heaters
RST000:ja_Electric(EF) | Electric (EF) | 0.89178 | 0.8971 | 0.90234 | 0.9077 | 0.91304 | 0.91842 | 0.92372 | 0.92897 | 0.93418 | 0.93933 | 0.94399 | 0.94819 | 0.95192 | 0.95521 | 0.95807 | 0.96049 | 0.9625 | 0.96409 | 0.96527 | 0.96605 | 0.96643 | 0.96642 | 0.96641 | 0.9664 | 0.9664 | 0.9664 | 0.9664 | 0.9664 | 0.9664 | 0.96642 | 0.96643 | 0.96644 | 0.96646 | 0.96648 | 0.2331%
RST000:ja_NaturalGas(EF | Natural Gas (EF) | 0.59302 | 0.59971 | 0.60637 | 0.61298 | 0.61886 | 0.62406 | 0.62859 | 0.63244 | 0.63562 | 0.63815 | 0.64005 | 0.64128 | 0.64189 | 0.64195 | 0.64201 | 0.64208 | 0.64215 | 0.64222 | 0.6423 | 0.64237 | 0.64244 | 0.64251 | 0.64257 | 0.64263 | 0.64268 | 0.64274 | 0.64278 | 0.64283 | 0.64288 | 0.64292 | 0.64297 | 0.64301 | 0.64306 | 0.64311 | 0.2186%
RST000:ja_Distillate(EF | Distillate Fuel Oil (EF) | 0.5365 | 0.55055 | 0.56554 | 0.58157 | 0.59684 | 0.61114 | 0.62421 | 0.63568 | 0.64542 | 0.65346 | 0.65964 | 0.66388 | 0.66606 | 0.66611 | 0.66617 | 0.66623 | 0.66629 | 0.66636 | 0.66643 | 0.6665 | 0.66656 | 0.66662 | 0.66668 | 0.66674 | 0.66679 | 0.66683 | 0.66687 | 0.66691 | 0.66694 | 0.66696 | 0.66699 | 0.667 | 0.66702 | 0.66703 | 0.6016%
RST000:ja_LiquefiedPetr | Propane (EF) | 0.58747 | 0.59126 | 0.5953 | 0.59961 | 0.60373 | 0.60769 | 0.61138 | 0.61469 | 0.61763 | 0.62016 | 0.62225 | 0.62381 | 0.62482 | 0.62522 | 0.62565 | 0.62609 | 0.62655 | 0.62701 | 0.62748 | 0.62794 | 0.62839 | 0.62881 | 0.6292 | 0.62956 | 0.62989 | 0.63018 | 0.63044 | 0.63067 | 0.63088 | 0.63106 | 0.63122 | 0.63135 | 0.63147 | 0.63157 | 0.2063%
Other Appliances (kilowatthours per year) 2/
RST000:ka_Refrigerators | Refrigerators | 649.861 | 640.4377 | 630.8129 | 621.1019 | 611.3589 | 601.5152 | 591.6222 | 582.2849 | 573.4941 | 565.2518 | 557.5414 | 550.3322 | 543.6015 | 537.3691 | 531.7188 | 526.6249 | 522.0741 | 518.06 | 514.5554 | 511.5575 | 509.0356 | 507.0146 | 505.4676 | 504.4189 | 503.8849 | 503.8523 | 503.8225 | 503.7957 | 503.7712 | 503.7481 | 503.7272 | 503.7073 | 503.6892 | 503.6734 | -0.7479%
RST000:ka_Freezers | Freezers | 472.9782 | 467.9624 | 462.9321 | 457.9608 | 453.0855 | 448.2711 | 443.4296 | 438.5236 | 433.5516 | 428.5218 | 423.4723 | 418.6725 | 414.1067 | 409.7844 | 405.6959 | 401.8348 | 398.2116 | 394.8354 | 391.6938 | 388.8259 | 386.2038 | 383.8374 | 381.7109 | 379.808 | 378.17 | 376.7745 | 375.6552 | 374.8285 | 374.2947 | 374.0455 | 374.0342 | 374.0233 | 374.0132 | 374.0039 | -0.6979%
Building Shell Efficiency Index 3/
Space Heating
RST000:la_Pre-1998Homes | Pre-2015 Homes | 0.97445 | 0.96895 | 0.96326 | 0.95743 | 0.95129 | 0.94511 | 0.9388 | 0.93233 | 0.92577 | 0.91936 | 0.91316 | 0.90709 | 0.90077 | 0.89457 | 0.88851 | 0.88221 | 0.87589 | 0.86962 | 0.86341 | 0.85721 | 0.85099 | 0.84483 | 0.83871 | 0.8326 | 0.82646 | 0.82034 | 0.81419 | 0.80804 | 0.80185 | 0.79563 | 0.7894 | 0.78316 | 0.77689 | 0.77066 | -0.713%
RST000:la_NewConstructi | New Construction | 0.86843 | 0.89661 | 0.89162 | 0.89427 | 0.89375 | 0.89555 | 0.88275 | 0.87962 | 0.87687 | 0.8749 | 0.8727 | 0.87113 | 0.86724 | 0.86355 | 0.86261 | 0.86194 | 0.85929 | 0.85668 | 0.85435 | 0.8537 | 0.85299 | 0.85281 | 0.85288 | 0.85212 | 0.85149 | 0.85092 | 0.84989 | 0.84853 | 0.8469 | 0.84581 | 0.84528 | 0.84511 | 0.84484 | 0.84433 | -0.1876%
RST000:la_AllHomes | All Homes | 0.97234 | 0.96609 | 0.95969 | 0.95334 | 0.94685 | 0.94052 | 0.93407 | 0.92761 | 0.92118 | 0.91503 | 0.90918 | 0.90357 | 0.89782 | 0.89227 | 0.88694 | 0.88153 | 0.87621 | 0.87101 | 0.86594 | 0.86099 | 0.85612 | 0.85141 | 0.84683 | 0.84234 | 0.83792 | 0.8336 | 0.82934 | 0.82517 | 0.82103 | 0.81696 | 0.81297 | 0.80905 | 0.80519 | 0.80144 | -0.5822%
Space Cooling
RST000:ma_Pre-1998Homes | Pre-2015 Homes | 0.98606 | 0.98424 | 0.98244 | 0.9805 | 0.97844 | 0.97635 | 0.9742 | 0.97197 | 0.96971 | 0.96751 | 0.96539 | 0.9633 | 0.96113 | 0.95899 | 0.9569 | 0.95457 | 0.95223 | 0.94991 | 0.94762 | 0.94531 | 0.943 | 0.94071 | 0.93844 | 0.93616 | 0.93388 | 0.93157 | 0.92927 | 0.92695 | 0.92462 | 0.92229 | 0.91995 | 0.91759 | 0.91522 | 0.91287 | -0.235%
RST000:ma_NewConstructi | New Construction | 0.9936 | 1.0035 | 1.0017 | 1.0016 | 1.0014 | 1.0022 | 0.99749 | 0.99656 | 0.99576 | 0.99535 | 0.99533 | 0.9951 | 0.99332 | 0.99148 | 0.99119 | 0.99139 | 0.9902 | 0.98864 | 0.98716 | 0.98685 | 0.98639 | 0.98614 | 0.98633 | 0.98598 | 0.98592 | 0.98609 | 0.98573 | 0.98513 | 0.98438 | 0.98401 | 0.98391 | 0.98388 | 0.98392 | 0.98365 | -0.0623%
RST000:ma_AllHomes | All Homes | 0.98632 | 0.98474 | 0.98319 | 0.98155 | 0.97981 | 0.97809 | 0.9763 | 0.97445 | 0.9726 | 0.97083 | 0.96915 | 0.96753 | 0.96584 | 0.96419 | 0.96261 | 0.96085 | 0.95909 | 0.95737 | 0.95567 | 0.95399 | 0.95232 | 0.95068 | 0.94908 | 0.94749 | 0.94592 | 0.94436 | 0.94281 | 0.94127 | 0.93974 | 0.93823 | 0.93673 | 0.93524 | 0.93376 | 0.9323 | -0.1709%
Distributed Generation and
Combined Heat and Power
Generating Capacity (megawatts)
RST000:dgc_FuelsCells | Natural Gas Fuel Cells | 0 | 0 | 0 | 0 | 0 | 0 | 0 | 0 | 0 | 0 | 0 | 0 | 0 | 0 | 0 | 0.00025 | 0.0009 | 0.00255 | 0.00615 | 0.0127 | 0.02445 | 0.0461 | 0.0852 | 0.1571 | 0.2885 | 0.42005 | 0.55275 | 0.68675 | 0.82205 | 0.9584 | 1.0957 | 1.2333 | 1.3716 | 1.5103 | - -
RST000:dgc_SolarPhoto | Solar Photovoltaic | 10594.3398 | 12871.9873 | 15183.0635 | 17460.6094 | 19696.668 | 21844.2656 | 24040.5664 | 26280.5234 | 28602.7383 | 31037.5898 | 33557.1016 | 36179.5859 | 38927.7812 | 41776.7422 | 44752.7891 | 47846.4375 | 51069.3984 | 54429.0586 | 57916.1094 | 61587.1641 | 65420.6172 | 69432.0156 | 73597.8594 | 77923.2812 | 82412.5 | 87078.5 | 91943.4531 | 96987.0938 | 102289.5 | 107820.0391 | 113626.6484 | 119675.8828 | 125963.7656 | 132501.6875 | 7.558%
RST000:dgc_WindHuffHuff | Wind | 27.4857 | 28.0328 | 28.5947 | 29.0907 | 29.5187 | 29.5187 | 29.5187 | 29.5187 | 29.5187 | 29.5187 | 29.5187 | 29.5187 | 29.5213 | 29.5311 | 29.5676 | 38.7709 | 50.3518 | 63.6094 | 78.0904 | 93.7756 | 110.4129 | 127.7478 | 145.6537 | 164.1366 | 183.8155 | 204.4418 | 225.6747 | 247.6511 | 270.7243 | 295.9874 | 321.9881 | 348.6472 | 375.8738 | 403.5385 | 8.691%
RST000:dgc_TotalCap | Total | 10621.8252 | 12900.0205 | 15211.6582 | 17489.6992 | 19726.1875 | 21873.7852 | 24070.0859 | 26310.043 | 28632.2578 | 31067.1094 | 33586.6211 | 36209.1055 | 38957.3008 | 41806.2734 | 44782.3555 | 47885.207 | 51119.75 | 54492.6719 | 57994.207 | 61680.9531 | 65531.0547 | 69559.8125 | 73743.6016 | 78087.5703 | 82596.6016 | 87283.3672 | 92169.6797 | 97235.4297 | 102561.0469 | 108116.9844 | 113949.7266 | 120025.7656 | 126341.0156 | 132906.7344 | 7.561%
Net Generation (million kilowatthours)
RST000:dgg_FuelCells | Natural Gas Fuel Cells | 0 | 0 | 0 | 0 | 0 | 0 | 0 | 0 | 0 | 0 | 0 | 0 | 0 | 0 | 0 | 0.000727 | 0.002619 | 0.00742 | 0.017896 | 0.036957 | 0.07115 | 0.13415 | 0.24793 | 0.45716 | 0.83954 | 1.2223 | 1.6085 | 1.9984 | 2.3922 | 2.7889 | 3.1883 | 3.5889 | 3.9912 | 4.395 | - -
RST000:dgg_SolarPhoto | Solar Photovoltaic | 14880.8457 | 18030.4668 | 21252.6699 | 24437.7012 | 27564.8672 | 30559.5645 | 33632.4062 | 36776.2188 | 40050.5234 | 43501.9609 | 47088.5703 | 50839.0469 | 54788.5234 | 58899.1641 | 63211.875 | 67712.0703 | 72413.3047 | 77327.6953 | 82440.6094 | 87840.1094 | 93492.9375 | 99423.7109 | 105596.1719 | 112019.3281 | 118698.5625 | 125654.9062 | 132923.6875 | 140474.8438 | 148431.375 | 156745.7969 | 165492.0625 | 174619.1406 | 184122.125 | 194017.1562 | 7.707%
RST000:dgg_WindHuffHuff | Wind | 35.1359 | 35.8353 | 36.5536 | 37.1874 | 37.7351 | 37.7351 | 37.7351 | 37.7351 | 37.7351 | 37.7351 | 37.7351 | 37.7351 | 37.738 | 37.7486 | 37.7879 | 47.7119 | 60.1996 | 74.4953 | 90.1105 | 107.0242 | 124.9649 | 143.6582 | 162.9683 | 182.902 | 204.1284 | 226.3763 | 249.2781 | 272.9816 | 297.8676 | 325.1149 | 353.1575 | 381.9099 | 411.2742 | 441.1109 | 8.161%
RST000:dgg_TotalGen | Total | 14915.9814 | 18066.3027 | 21289.2227 | 24474.8887 | 27602.6016 | 30597.2988 | 33670.1406 | 36813.9531 | 40088.2578 | 43539.6953 | 47126.3047 | 50876.7812 | 54826.2617 | 58936.9141 | 63249.6641 | 67759.7812 | 72473.5078 | 77402.1953 | 82530.7344 | 87947.1719 | 93617.9766 | 99567.5 | 105759.3906 | 112202.6875 | 118903.5234 | 125882.5 | 133174.5781 | 140749.8281 | 148731.6406 | 157073.6875 | 165848.4062 | 175004.6406 | 184537.3906 | 194462.6562 | 7.708%
Disposition
RST000:dgg_SalestoGrid | Sales to the Grid | 2251.7229 | 2978.8308 | 3727.2915 | 4470.7524 | 5210.5312 | 5934.6743 | 6681.9072 | 7446.793 | 8250.3066 | 9106.0576 | 9998.002 | 10941.998 | 11950.4824 | 13006.4824 | 14134.9883 | 15321.8281 | 16584.127 | 17926.5566 | 19330.459 | 20841.0059 | 22431.7656 | 24128.6387 | 25900.8711 | 27774.1055 | 29731.6172 | 31780.5156 | 33955.5742 | 36223.8516 | 38653.2227 | 41203.4062 | 43929.2812 | 46784.3789 | 49767.582 | 52919.2305 | 9.408%
RST000:dgg_forOwnUse | Generation for Own Use | 12664.2588 | 15087.4707 | 17561.9316 | 20004.1367 | 22392.0703 | 24662.625 | 26988.2344 | 29367.1582 | 31837.9512 | 34433.6367 | 37128.3047 | 39934.7812 | 42875.7773 | 45930.4297 | 49114.6758 | 52437.9531 | 55889.3789 | 59475.6445 | 63200.2812 | 67106.1641 | 71186.2188 | 75438.8594 | 79858.5234 | 84428.5781 | 89171.9141 | 94101.9922 | 99219 | 104525.9766 | 110078.4141 | 115870.2969 | 121919.1172 | 128220.25 | 134769.8125 | 141543.4375 | 7.247%
Energy Input (trillion Btu)
RST000:dge_FuelCells | Natural Gas Fuel Cells | 0 | 0 | 0 | 0 | 0 | 0 | 0 | 0 | 0 | 0 | 0 | 0 | 0 | 0 | 0 | 6e-06 | 2.2e-05 | 6.1e-05 | 0.000146 | 0.000301 | 0.000578 | 0.00109 | 0.002015 | 0.003714 | 0.006821 | 0.009931 | 0.013068 | 0.016235 | 0.019434 | 0.022657 | 0.025902 | 0.029156 | 0.032424 | 0.035704 | - -
RST000:dge_SolarPhoto | Solar Photovoltaic | 129.1801 | 156.2997 | 181.9398 | 208.7041 | 233.1283 | 252.4296 | 274.5287 | 297.4557 | 325.0724 | 347.9338 | 370.8738 | 399.834 | 429.2286 | 460.4407 | 494.0874 | 526.7197 | 558.634 | 596.5929 | 634.2198 | 675.2375 | 723.3389 | 764.9634 | 811.7653 | 859.3276 | 908.6682 | 961.8501 | 1015.2617 | 1071.6147 | 1130.4375 | 1190.3596 | 1250.5382 | 1319.5852 | 1390.1604 | 1464.1677 | 7.242%
RST000:dge_WindHuffHuff | Wind | 0.33474 | 0.34134 | 0.34306 | 0.3482 | 0.35191 | 0.34717 | 0.34248 | 0.33876 | 0.3373 | 0.33499 | 0.33304 | 0.33185 | 0.33094 | 0.33036 | 0.32948 | 0.40282 | 0.49379 | 0.60074 | 0.71554 | 0.84175 | 0.98589 | 1.1194 | 1.2642 | 1.4121 | 1.5687 | 1.7398 | 1.9072 | 2.085 | 2.2685 | 2.466 | 2.653 | 2.8699 | 3.0844 | 3.3055 | 7.353%
RST000:dge_TotalGen | Total | 129.5149 | 156.6411 | 182.2828 | 209.0523 | 233.4802 | 252.7768 | 274.8712 | 297.7945 | 325.4097 | 348.2688 | 371.2068 | 400.1658 | 429.5595 | 460.771 | 494.4169 | 527.1225 | 559.1278 | 597.1937 | 634.9355 | 676.0796 | 724.3253 | 766.0839 | 813.0316 | 860.7435 | 910.2437 | 963.5999 | 1017.1819 | 1073.7159 | 1132.7255 | 1192.8484 | 1253.2172 | 1322.4843 | 1393.2772 | 1467.5088 | 7.242%
1/ Does not include microwave ovens or outdoor grills.
2/ Kilowatthours per year to run the appliance under certain test conditions as specified by the Department of Energy.
3/ The building shell efficiency index sets the heating and cooling value at 1.00 for an average
home in 2015 (by type) in each Census division. The values listed for New Construction
represent the change in heating and cooling load based on the difference in physical size and shell
attributes for a newly-constructed home (by type and Census division). As an example, a value of 1.05
for cooling in the New Construction row equates to a cooling load 5 percent greater than the 2015 stock,
after accounting for the physical size difference and efficiency gains from better insulation and windows.
HSPF = Heating Seasonal Performance Factor: The total heating output of a heat pump in Btu during its normal annual usage
period for heating divided by total electric input in watt-hours during the same period.
COP = Coefficient of Performance: Energy efficiency rating measure determined, under specific testing conditions, by
dividing the energy output by the energy input.
GCOP = Gas Coefficient of Performance: Energy efficiency rating measure determined, under specific testing conditions,
by dividing the energy output by the energy input.
AFUE = Annual Fuel Utilization Efficiency: Efficiency rating based on average usage, including on and off cycling, as set
out in the standardized Department of Energy test procedures.
SEER = Seasonal Energy Efficiency Ratio: The total cooling of a central unitary air conditioner or a unitary heat pump in
Btu during its normal annual usage period for cooling divided by the total electric energy input in watt-hours during the same
period.
EER = Energy Efficiency Ratio: A ratio calculated by dividing the cooling capacity in Btu per hour by the power input in
watts at any given set of rating conditions, expressed in Btu per hour per watt.
EF = Efficiency Factor: Efficiency (measured in Btu out / Btu in) of water heaters under certain test conditions specified
by the Department of Energy.
Btu = British thermal unit.
- - = Not applicable.
Note: Totals may not equal sum of components due to independent rounding.
Source: U.S. Energy Information Administration, AEO2019 National Energy Modeling System run ref2019.d111618a.

## AEO Table 23
| ref2019.d111618a | 2017 | 2018 | 2019 | 2020 | 2021 | 2022 | 2023 | 2024 | 2025 | 2026 | 2027 | 2028 | 2029 | 2030 | 2031 | 2032 | 2033 | 2034 | 2035 | 2036 | 2037 | 2038 | 2039 | 2040 | 2041 | 2042 | 2043 | 2044 | 2045 | 2046 | 2047 | 2048 | 2049 | 2050
|  | Report | Annual Energy Outlook 2019
|  | Scenario | ref2019 |  |  | Reference case
|  | Datekey | d111618a
|  | Release Date |  | January 2019
CST000 | 23. Commercial Sector Energy Consumption, Floorspace, and Equipment Efficiency, and Distributed Generation
2018-
| Indicators | 2017 | 2018 | 2019 | 2020 | 2021 | 2022 | 2023 | 2024 | 2025 | 2026 | 2027 | 2028 | 2029 | 2030 | 2031 | 2032 | 2033 | 2034 | 2035 | 2036 | 2037 | 2038 | 2039 | 2040 | 2041 | 2042 | 2043 | 2044 | 2045 | 2046 | 2047 | 2048 | 2049 | 2050 | 2050
Commercial Building Delivered
Energy Consumption (quadrillion Btu) 1/
CST000:ba_Assembly | Assembly | 0.6617 | 0.70226 | 0.68897 | 0.68318 | 0.68192 | 0.6799 | 0.67679 | 0.67302 | 0.67021 | 0.66787 | 0.66643 | 0.66582 | 0.66444 | 0.66334 | 0.66269 | 0.66211 | 0.66159 | 0.66133 | 0.66132 | 0.66123 | 0.66147 | 0.66195 | 0.66268 | 0.6632 | 0.66393 | 0.66479 | 0.66603 | 0.66755 | 0.66929 | 0.67155 | 0.67389 | 0.6763 | 0.67876 | 0.68153 | -0.0936%
CST000:ba_Education | Education | 1.1244 | 1.174 | 1.164 | 1.1616 | 1.1637 | 1.1649 | 1.1646 | 1.1631 | 1.1627 | 1.1622 | 1.163 | 1.1651 | 1.1669 | 1.1678 | 1.1695 | 1.1712 | 1.173 | 1.1753 | 1.1781 | 1.1811 | 1.1845 | 1.1883 | 1.1924 | 1.1955 | 1.1989 | 1.2024 | 1.2066 | 1.2109 | 1.2154 | 1.2205 | 1.2257 | 1.2309 | 1.2362 | 1.2419 | 0.1758%
CST000:ba_FoodSales | Food Sales | 0.33738 | 0.34292 | 0.34436 | 0.34724 | 0.34987 | 0.35117 | 0.352 | 0.35257 | 0.35327 | 0.35414 | 0.35553 | 0.35736 | 0.359 | 0.35956 | 0.36048 | 0.36167 | 0.36308 | 0.36468 | 0.36643 | 0.36823 | 0.37012 | 0.37216 | 0.3744 | 0.37658 | 0.37887 | 0.38129 | 0.38389 | 0.38666 | 0.38961 | 0.39276 | 0.39602 | 0.39935 | 0.40274 | 0.40624 | 0.5309%
CST000:ba_FoodService | Food Service | 0.59214 | 0.60572 | 0.60565 | 0.61207 | 0.61576 | 0.61821 | 0.61961 | 0.62025 | 0.62101 | 0.62233 | 0.6249 | 0.62828 | 0.63106 | 0.63387 | 0.63743 | 0.64126 | 0.64513 | 0.64922 | 0.65348 | 0.65768 | 0.66185 | 0.66627 | 0.67101 | 0.67566 | 0.6805 | 0.68553 | 0.69078 | 0.69627 | 0.702 | 0.70816 | 0.71451 | 0.72093 | 0.72734 | 0.73396 | 0.6019%
CST000:ba_HealthCare | Health Care | 0.54726 | 0.57405 | 0.56773 | 0.57043 | 0.57333 | 0.57561 | 0.57707 | 0.5779 | 0.57904 | 0.58033 | 0.58261 | 0.58565 | 0.58817 | 0.59029 | 0.593 | 0.59595 | 0.59899 | 0.60234 | 0.60602 | 0.60977 | 0.61371 | 0.61795 | 0.62245 | 0.62638 | 0.63046 | 0.63471 | 0.63913 | 0.64368 | 0.6483 | 0.65315 | 0.65815 | 0.66311 | 0.66806 | 0.67324 | 0.4993%
CST000:ba_Lodging | Lodging | 0.62958 | 0.65031 | 0.65617 | 0.66552 | 0.67363 | 0.68041 | 0.68571 | 0.69011 | 0.69497 | 0.69992 | 0.7058 | 0.71251 | 0.71834 | 0.72409 | 0.73024 | 0.73651 | 0.74268 | 0.74897 | 0.75533 | 0.76163 | 0.76805 | 0.77483 | 0.78199 | 0.789 | 0.79634 | 0.80395 | 0.81199 | 0.82044 | 0.82927 | 0.83867 | 0.84862 | 0.85894 | 0.86962 | 0.88091 | 0.953%
CST000:ba_Office-Large | Office - Large | 0.93924 | 0.96788 | 0.95873 | 0.95755 | 0.95814 | 0.95782 | 0.95653 | 0.95458 | 0.95457 | 0.95359 | 0.95424 | 0.95677 | 0.95886 | 0.96037 | 0.96304 | 0.9664 | 0.97064 | 0.97571 | 0.98176 | 0.98835 | 0.99579 | 1.0041 | 1.0132 | 1.0218 | 1.031 | 1.0407 | 1.0514 | 1.0629 | 1.0749 | 1.088 | 1.1019 | 1.1162 | 1.1313 | 1.147 | 0.5321%
CST000:ba_Office-Small | Office - Small | 0.61939 | 0.64034 | 0.63407 | 0.6334 | 0.63447 | 0.63492 | 0.63445 | 0.63348 | 0.63302 | 0.6319 | 0.63162 | 0.63228 | 0.6327 | 0.63266 | 0.63318 | 0.63397 | 0.63497 | 0.63627 | 0.63797 | 0.63975 | 0.64185 | 0.64432 | 0.64702 | 0.64933 | 0.65207 | 0.65504 | 0.65865 | 0.66268 | 0.66717 | 0.67226 | 0.6776 | 0.68294 | 0.68857 | 0.69448 | 0.254%
CST000:ba_Mercantile/Se | Mercantile/Service | 1.4611 | 1.5194 | 1.5105 | 1.5059 | 1.5079 | 1.5077 | 1.5047 | 1.5001 | 1.497 | 1.4949 | 1.4953 | 1.4983 | 1.4999 | 1.5003 | 1.5024 | 1.5054 | 1.5088 | 1.513 | 1.5178 | 1.5225 | 1.5278 | 1.5336 | 1.5401 | 1.5452 | 1.551 | 1.5574 | 1.5648 | 1.573 | 1.5815 | 1.5913 | 1.6017 | 1.6124 | 1.6232 | 1.6346 | 0.2286%
CST000:ba_Warehouse | Warehouse | 0.43221 | 0.44439 | 0.44528 | 0.44479 | 0.44595 | 0.4467 | 0.44681 | 0.44658 | 0.44743 | 0.44857 | 0.45029 | 0.45292 | 0.45516 | 0.457 | 0.4591 | 0.46132 | 0.46384 | 0.46657 | 0.46957 | 0.47255 | 0.47593 | 0.47956 | 0.48343 | 0.48656 | 0.49009 | 0.49382 | 0.49811 | 0.50261 | 0.50744 | 0.51292 | 0.5186 | 0.52435 | 0.53033 | 0.53657 | 0.5907%
CST000:ba_Other | Other | 0.49166 | 0.50529 | 0.50309 | 0.50201 | 0.50648 | 0.51101 | 0.51481 | 0.5175 | 0.51997 | 0.52273 | 0.52586 | 0.52971 | 0.53295 | 0.53605 | 0.53948 | 0.54297 | 0.54665 | 0.55063 | 0.55489 | 0.55929 | 0.56404 | 0.56908 | 0.57424 | 0.57893 | 0.58386 | 0.58895 | 0.59442 | 0.60009 | 0.60594 | 0.61215 | 0.61846 | 0.62461 | 0.63081 | 0.63705 | 0.7267%
CST000:ba_Total | Total | 7.8361 | 8.1265 | 8.0785 | 8.0837 | 8.1111 | 8.1283 | 8.1331 | 8.1292 | 8.1332 | 8.1384 | 8.1556 | 8.1847 | 8.2075 | 8.2254 | 8.2506 | 8.2787 | 8.3094 | 8.344 | 8.3828 | 8.4221 | 8.465 | 8.5121 | 8.563 | 8.608 | 8.657 | 8.7086 | 8.7658 | 8.8268 | 8.8909 | 8.9614 | 9.0351 | 9.11 | 9.1869 | 9.2674 | 0.4114%
Commercial Building Floorspace
(billion square feet)
CST000:ca_Assembly | Assembly | 10.2428 | 10.2936 | 10.3503 | 10.4245 | 10.4971 | 10.5681 | 10.6375 | 10.7052 | 10.7722 | 10.8392 | 10.9066 | 10.9744 | 11.0425 | 11.111 | 11.1802 | 11.2495 | 11.319 | 11.3881 | 11.4565 | 11.5243 | 11.5915 | 11.6584 | 11.7254 | 11.7927 | 11.8599 | 11.9272 | 11.9947 | 12.0624 | 12.1306 | 12.1992 | 12.2682 | 12.3376 | 12.407 | 12.4762 | 0.6027%
CST000:ca_Education | Education | 12.8465 | 13.0181 | 13.2125 | 13.3686 | 13.5242 | 13.6778 | 13.8299 | 13.9797 | 14.1288 | 14.2784 | 14.4272 | 14.5749 | 14.7218 | 14.8683 | 15.0157 | 15.1624 | 15.309 | 15.4555 | 15.6004 | 15.7445 | 15.8873 | 16.0304 | 16.1729 | 16.3157 | 16.458 | 16.6006 | 16.7433 | 16.886 | 17.0289 | 17.1719 | 17.3155 | 17.4596 | 17.6043 | 17.7497 | 0.9735%
CST000:ca_FoodSales | Food Sales | 1.2831 | 1.2944 | 1.3071 | 1.3221 | 1.3364 | 1.3498 | 1.3624 | 1.3744 | 1.3861 | 1.3981 | 1.4106 | 1.4235 | 1.4368 | 1.4504 | 1.4642 | 1.4781 | 1.492 | 1.5057 | 1.5191 | 1.5321 | 1.5449 | 1.5575 | 1.5702 | 1.5831 | 1.5961 | 1.6091 | 1.6222 | 1.6355 | 1.649 | 1.6627 | 1.6766 | 1.6906 | 1.7045 | 1.7183 | 0.8891%
CST000:ca_FoodService | Food Service | 1.8714 | 1.8896 | 1.9099 | 1.9333 | 1.9554 | 1.9759 | 1.9951 | 2.0131 | 2.0306 | 2.0485 | 2.0673 | 2.0868 | 2.1069 | 2.1274 | 2.1485 | 2.1698 | 2.1911 | 2.2121 | 2.2325 | 2.2523 | 2.2716 | 2.2906 | 2.3097 | 2.3292 | 2.3489 | 2.3686 | 2.3885 | 2.4086 | 2.4291 | 2.45 | 2.4713 | 2.4927 | 2.5141 | 2.5351 | 0.9225%
CST000:ca_HealthCare | Health Care | 2.5189 | 2.5551 | 2.5974 | 2.6353 | 2.6723 | 2.7084 | 2.7438 | 2.7786 | 2.8133 | 2.8482 | 2.8836 | 2.9194 | 2.9553 | 2.9915 | 3.0279 | 3.0644 | 3.1009 | 3.1371 | 3.1729 | 3.2083 | 3.2435 | 3.2785 | 3.3137 | 3.349 | 3.3844 | 3.4197 | 3.4552 | 3.4907 | 3.5265 | 3.5626 | 3.5987 | 3.635 | 3.6711 | 3.7071 | 1.17%
CST000:ca_Lodging | Lodging | 6.181 | 6.2899 | 6.4014 | 6.4925 | 6.5782 | 6.6571 | 6.7312 | 6.8027 | 6.8755 | 6.9528 | 7.0346 | 7.1193 | 7.2048 | 7.2901 | 7.3756 | 7.4603 | 7.544 | 7.626 | 7.7054 | 7.7832 | 7.86 | 7.9373 | 8.0163 | 8.0974 | 8.1791 | 8.2608 | 8.3423 | 8.4239 | 8.5067 | 8.5906 | 8.6752 | 8.7599 | 8.8439 | 8.9262 | 1.1%
CST000:ca_Office-Large | Office - Large | 9.3572 | 9.4227 | 9.4919 | 9.5754 | 9.6582 | 9.7388 | 9.8173 | 9.8935 | 9.9683 | 10.0434 | 10.1193 | 10.1963 | 10.2741 | 10.3528 | 10.4327 | 10.513 | 10.5933 | 10.6731 | 10.7517 | 10.8293 | 10.9058 | 10.9822 | 11.0586 | 11.1358 | 11.2134 | 11.2913 | 11.3695 | 11.448 | 11.527 | 11.6065 | 11.6864 | 11.7667 | 11.847 | 11.9269 | 0.7392%
CST000:ca_Office-Small | Office - Small | 8.8087 | 8.8869 | 8.9691 | 9.0643 | 9.1588 | 9.251 | 9.3412 | 9.429 | 9.5153 | 9.6017 | 9.6889 | 9.777 | 9.8659 | 9.9557 | 10.0467 | 10.1381 | 10.2295 | 10.3205 | 10.4102 | 10.4988 | 10.5864 | 10.6738 | 10.7613 | 10.8494 | 10.938 | 11.0269 | 11.1161 | 11.2056 | 11.2957 | 11.3862 | 11.4773 | 11.5686 | 11.66 | 11.7511 | 0.8769%
CST000:ca_Mercantile/Se | Mercantile/Service | 16.6684 | 16.8744 | 17.0943 | 17.3111 | 17.5168 | 17.71 | 17.891 | 18.0619 | 18.2279 | 18.396 | 18.5704 | 18.7509 | 18.9358 | 19.1245 | 19.3173 | 19.5122 | 19.7074 | 19.8999 | 20.0874 | 20.2693 | 20.4468 | 20.6215 | 20.7971 | 20.975 | 21.1539 | 21.3335 | 21.5141 | 21.6964 | 21.8822 | 22.0714 | 22.2632 | 22.4568 | 22.6499 | 22.8403 | 0.9505%
CST000:ca_Warehouse | Warehouse | 13.8398 | 14.0498 | 14.2678 | 14.4753 | 14.6804 | 14.8807 | 15.0768 | 15.2703 | 15.4636 | 15.659 | 15.8573 | 16.0577 | 16.2592 | 16.4615 | 16.6646 | 16.8676 | 17.0701 | 17.2716 | 17.4718 | 17.6712 | 17.8701 | 18.0695 | 18.2698 | 18.4713 | 18.6735 | 18.8759 | 19.0784 | 19.281 | 19.4841 | 19.6876 | 19.8912 | 20.0946 | 20.2978 | 20.5006 | 1.188%
CST000:ca_Other | Other | 7.0763 | 7.1529 | 7.2268 | 7.3376 | 7.4496 | 7.5617 | 7.6747 | 7.7883 | 7.9064 | 8.0281 | 8.1471 | 8.2643 | 8.3806 | 8.4961 | 8.6123 | 8.726 | 8.8411 | 8.957 | 9.0714 | 9.1863 | 9.3007 | 9.4172 | 9.5324 | 9.6478 | 9.761 | 9.8757 | 9.9907 | 10.1048 | 10.2191 | 10.332 | 10.4459 | 10.5595 | 10.6746 | 10.7907 | 1.293%
CST000:ca_Total | Total | 90.6941 | 91.7275 | 92.8285 | 93.9401 | 95.0273 | 96.0793 | 97.1008 | 98.0967 | 99.0881 | 100.0935 | 101.113 | 102.1446 | 103.1837 | 104.2292 | 105.2855 | 106.3414 | 107.3973 | 108.4466 | 109.4793 | 110.4995 | 111.5086 | 112.517 | 113.5273 | 114.5462 | 115.5661 | 116.5893 | 117.615 | 118.6428 | 119.6788 | 120.7207 | 121.7696 | 122.8216 | 123.8742 | 124.922 | 0.9699%
Stock Average Equipment Efficiency 2/
Space Heating
CST000:ea_Electricity | Electricity | 1.6126 | 1.6084 | 1.6056 | 1.6035 | 1.6033 | 1.6035 | 1.6002 | 1.5977 | 1.5959 | 1.5947 | 1.594 | 1.5935 | 1.5937 | 1.5959 | 1.5984 | 1.6011 | 1.6041 | 1.6071 | 1.6107 | 1.6146 | 1.6186 | 1.6228 | 1.628 | 1.6338 | 1.6401 | 1.6467 | 1.6537 | 1.6606 | 1.6676 | 1.6746 | 1.6821 | 1.6895 | 1.697 | 1.7047 | 0.1819%
CST000:ea_NaturalGas | Natural Gas | 0.78726 | 0.78814 | 0.78893 | 0.78973 | 0.79049 | 0.79119 | 0.79216 | 0.79309 | 0.79396 | 0.79479 | 0.79555 | 0.79627 | 0.79696 | 0.7976 | 0.79819 | 0.79871 | 0.7992 | 0.79965 | 0.80008 | 0.80048 | 0.80084 | 0.80117 | 0.80146 | 0.80173 | 0.80198 | 0.80221 | 0.80241 | 0.80261 | 0.80279 | 0.80296 | 0.80311 | 0.80325 | 0.80338 | 0.80351 | 0.0603%
CST000:ea_Distillate | Distillate Fuel Oil | 0.80858 | 0.8086 | 0.80861 | 0.80937 | 0.81008 | 0.81075 | 0.81139 | 0.81199 | 0.81257 | 0.81312 | 0.81366 | 0.81416 | 0.81465 | 0.81524 | 0.81581 | 0.81635 | 0.81686 | 0.81735 | 0.81781 | 0.81825 | 0.81866 | 0.81905 | 0.81943 | 0.82008 | 0.82069 | 0.82126 | 0.82181 | 0.82232 | 0.8228 | 0.82325 | 0.82368 | 0.82407 | 0.82445 | 0.8248 | 0.062%
Space Cooling
CST000:fa_Electricity | Electricity | 3.4292 | 3.4646 | 3.4987 | 3.5324 | 3.5652 | 3.5979 | 3.6339 | 3.6684 | 3.7018 | 3.7341 | 3.7654 | 3.7954 | 3.8244 | 3.8534 | 3.8812 | 3.9079 | 3.9336 | 3.9583 | 3.982 | 4.0048 | 4.0269 | 4.0482 | 4.0688 | 4.091 | 4.1123 | 4.1327 | 4.1521 | 4.1708 | 4.189 | 4.2066 | 4.2234 | 4.2399 | 4.2558 | 4.2711 | 0.6562%
CST000:fa_NaturalGas | Natural Gas | 0.72957 | 0.75025 | 0.76921 | 0.76531 | 0.77488 | 0.78422 | 0.79339 | 0.80233 | 0.81114 | 0.8198 | 0.8284 | 0.83688 | 0.84525 | 0.85363 | 0.86189 | 0.87007 | 0.8781 | 0.886 | 0.89377 | 0.90151 | 0.90912 | 0.91665 | 0.92407 | 0.93135 | 0.93854 | 0.9457 | 0.95277 | 0.95977 | 0.96671 | 0.97358 | 0.9804 | 0.9872 | 0.99389 | 1.0005 | 0.9037%
Water Heating
CST000:ga_Electricity | Electricity | 1.0839 | 1.1011 | 1.1182 | 1.1337 | 1.1485 | 1.1607 | 1.1719 | 1.1832 | 1.1943 | 1.2053 | 1.2161 | 1.227 | 1.2375 | 1.2478 | 1.258 | 1.268 | 1.2781 | 1.2881 | 1.2979 | 1.3076 | 1.3172 | 1.3266 | 1.3358 | 1.3448 | 1.3537 | 1.3623 | 1.3709 | 1.3793 | 1.3874 | 1.3954 | 1.4034 | 1.4113 | 1.4191 | 1.4268 | 0.813%
CST000:ga_NaturalGas | Natural Gas | 0.85625 | 0.86342 | 0.86996 | 0.87583 | 0.8811 | 0.88584 | 0.89011 | 0.89396 | 0.89742 | 0.90056 | 0.90339 | 0.90595 | 0.90848 | 0.91076 | 0.91281 | 0.91465 | 0.91631 | 0.91778 | 0.9191 | 0.92029 | 0.92134 | 0.92229 | 0.92314 | 0.92391 | 0.92459 | 0.9252 | 0.92576 | 0.92626 | 0.9267 | 0.9271 | 0.92746 | 0.92778 | 0.92808 | 0.92834 | 0.2268%
CST000:ga_Distillate | Distillate Fuel Oil | 0.80097 | 0.80268 | 0.80424 | 0.80561 | 0.80686 | 0.80798 | 0.809 | 0.80993 | 0.81078 | 0.81156 | 0.81229 | 0.81296 | 0.81357 | 0.81412 | 0.81463 | 0.8151 | 0.81552 | 0.8159 | 0.81625 | 0.81657 | 0.81686 | 0.81713 | 0.81737 | 0.8176 | 0.81781 | 0.81799 | 0.81816 | 0.81832 | 0.81846 | 0.8186 | 0.81872 | 0.81883 | 0.81893 | 0.81902 | 0.063%
Ventilation (cubic feet per minute per Btu) 3/
CST000:ha_Electricity | Electricity | 0.52654 | 0.5352 | 0.54349 | 0.55326 | 0.56246 | 0.57147 | 0.58024 | 0.58865 | 0.59737 | 0.61829 | 0.63918 | 0.66001 | 0.68069 | 0.70234 | 0.72384 | 0.7451 | 0.76607 | 0.78671 | 0.80693 | 0.82672 | 0.84606 | 0.86495 | 0.8832 | 0.90384 | 0.92401 | 0.9437 | 0.96287 | 0.98152 | 0.99963 | 1.0172 | 1.0342 | 1.0506 | 1.0665 | 1.0817 | 2.223%
Cooking
CST000:ia_Electricity | Electricity | 0.68961 | 0.69058 | 0.69146 | 0.69226 | 0.69299 | 0.69364 | 0.69423 | 0.69476 | 0.69525 | 0.69569 | 0.69608 | 0.69645 | 0.69678 | 0.69708 | 0.69735 | 0.6976 | 0.69782 | 0.69802 | 0.69821 | 0.69837 | 0.69852 | 0.69866 | 0.69878 | 0.6989 | 0.699 | 0.69909 | 0.69917 | 0.69925 | 0.69932 | 0.69938 | 0.69944 | 0.69949 | 0.69954 | 0.69958 | 0.0405%
CST000:ia_NaturalGas | Natural Gas | 0.31667 | 0.31667 | 0.31667 | 0.31667 | 0.31667 | 0.31667 | 0.31667 | 0.31667 | 0.31667 | 0.31667 | 0.31667 | 0.31667 | 0.31667 | 0.31667 | 0.31667 | 0.31667 | 0.31667 | 0.31667 | 0.31667 | 0.31667 | 0.31667 | 0.31667 | 0.31667 | 0.31667 | 0.31667 | 0.31667 | 0.31667 | 0.31667 | 0.31667 | 0.31667 | 0.31667 | 0.31667 | 0.31667 | 0.31667 | 0%
Lighting Efficacy 4/
(efficacy in lumens per watt)
CST000:ja_Electricity | Electricity | 76.3161 | 78.3521 | 80.0044 | 83.3374 | 86.348 | 89.0928 | 91.5955 | 93.8631 | 95.9223 | 97.8015 | 99.4751 | 100.981 | 102.3204 | 106.8325 | 111.0674 | 115.0408 | 118.7338 | 122.1458 | 125.2798 | 128.1539 | 130.7817 | 133.1621 | 135.3134 | 141.1174 | 146.4928 | 151.4535 | 156.0324 | 160.2391 | 164.0899 | 167.6018 | 170.788 | 173.6704 | 176.2675 | 178.5808 | 2.608%
Refrigeration
CST000:ka_Electricity | Electricity | 2.637 | 2.6489 | 2.6596 | 2.6794 | 2.7087 | 2.7419 | 2.7716 | 2.7983 | 2.8223 | 2.8438 | 2.8631 | 2.8803 | 2.8957 | 2.918 | 2.938 | 2.9558 | 2.9716 | 2.9857 | 2.9982 | 3.0093 | 3.0191 | 3.0278 | 3.0355 | 3.0442 | 3.0521 | 3.059 | 3.065 | 3.0703 | 3.0749 | 3.0791 | 3.0827 | 3.0859 | 3.0889 | 3.0916 | 0.484%
Distributed Generation and
Combined Heat and Power
Generating Capacity (megawatts)
CST000:dgc_Petroleum | Petroleum | 14.4579 | 14.4579 | 14.4579 | 14.4579 | 14.4579 | 14.4579 | 14.4579 | 14.4579 | 14.4579 | 14.4579 | 14.4579 | 14.4579 | 14.4579 | 14.4579 | 14.4579 | 14.4579 | 14.4646 | 14.4712 | 14.4846 | 14.498 | 14.5149 | 14.5415 | 14.5683 | 14.6019 | 14.652 | 14.709 | 14.7928 | 14.8867 | 14.9942 | 15.1254 | 15.2669 | 15.4015 | 15.5464 | 15.6878 | 0.2555%
CST000:dgc_NaturalGas | Natural Gas | 2224.1763 | 2303.7249 | 2397.5928 | 2489.7593 | 2586.0552 | 2688.6777 | 2798.9436 | 2920.8525 | 3064.5566 | 3231.5083 | 3415.4131 | 3617.2646 | 3795.668 | 3993.1577 | 4202.5146 | 4430.5532 | 4670.4517 | 4923.082 | 5189.1553 | 5473.4297 | 5774.6001 | 6089.3682 | 6416.0093 | 6747.9434 | 7100.2178 | 7467.0742 | 7854.8477 | 8262.1855 | 8693.8125 | 9157.5234 | 9620.5742 | 10081.3857 | 10537.6318 | 10986.9502 | 5.003%
CST000:dgc_SolarPhoto | Solar Photovoltaic | 9471.4316 | 11096.3389 | 13383.0156 | 15797.916 | 18191.2598 | 20355.5352 | 22144.4355 | 23358.4922 | 23861.7969 | 24450.7129 | 25121.2852 | 25877.7363 | 26717.8398 | 27612.5469 | 28556.4824 | 29556.0938 | 30602.1191 | 31694.5117 | 32832.8086 | 34019.3594 | 35247.4141 | 36512.9766 | 37813.6562 | 39130.6484 | 40476.875 | 41830.9414 | 43203.4297 | 44590.9141 | 45998.1875 | 47424.9453 | 48874.9961 | 50347.5391 | 51836.9375 | 53323.0156 | 5.028%
CST000:dgc_WindPuffPuff | Wind | 580.9645 | 581.0312 | 581.1935 | 581.2452 | 581.2515 | 581.2758 | 581.2758 | 581.2758 | 581.2758 | 581.2758 | 581.2758 | 581.2777 | 581.288 | 581.3682 | 581.6106 | 583.0032 | 587.7999 | 602.3004 | 634.6189 | 686.7796 | 757.6414 | 839.6106 | 928.4744 | 1020.6465 | 1115.2886 | 1211.3704 | 1309.6791 | 1409.2898 | 1510.3248 | 1613.29 | 1716.0066 | 1818.6438 | 1921.8339 | 2024.1021 | 3.977%
CST000:dgc_OtherOther | Other 5/ | 596.9363 | 596.9363 | 596.9363 | 596.9363 | 596.9363 | 596.9363 | 596.9363 | 596.9363 | 596.9363 | 596.9363 | 596.9363 | 596.9363 | 596.9363 | 596.9363 | 596.9363 | 596.9363 | 596.9363 | 596.9363 | 596.9363 | 596.9363 | 596.9363 | 596.9363 | 596.9363 | 596.9363 | 596.9363 | 596.9363 | 596.9363 | 596.9363 | 596.9363 | 596.9363 | 596.9363 | 596.9363 | 596.9363 | 596.9363 | 0%
CST000:dgc_TotalCap | Total | 12887.9668 | 14592.4893 | 16973.1953 | 19480.3145 | 21969.9609 | 24236.8809 | 26136.0469 | 27472.0137 | 28119.0215 | 28874.8906 | 29729.3672 | 30687.6719 | 31706.1875 | 32798.4688 | 33952 | 35181.0469 | 36471.7734 | 37831.3047 | 39268.0039 | 40791.0078 | 42391.1055 | 44053.4336 | 45769.6445 | 47510.7812 | 49303.9727 | 51121.0352 | 52979.6875 | 54874.2109 | 56814.2539 | 58807.8203 | 60823.7812 | 62859.9102 | 64908.8867 | 66946.6953 | 4.876%
Net Generation (million kilowatthours)
CST000:dgg_Petroleum | Petroleum | 109.0123 | 104.7901 | 104.7901 | 104.7901 | 104.7901 | 104.7901 | 104.7901 | 104.7901 | 104.7901 | 104.7901 | 104.7901 | 104.7901 | 104.7901 | 104.7901 | 104.7901 | 104.7901 | 104.8388 | 104.8874 | 104.9848 | 105.0821 | 105.2048 | 105.3984 | 105.5933 | 105.8376 | 106.2028 | 106.6172 | 107.2265 | 107.9097 | 108.6917 | 109.6467 | 110.6757 | 111.6553 | 112.7091 | 113.7381 | 0.2564%
CST000:dgg_NaturalGas | Natural Gas | 16177.9336 | 16756.6504 | 17439.5391 | 18110.0508 | 18810.6016 | 19557.1836 | 20359.3633 | 21246.252 | 22291.7031 | 23506.2734 | 24844.1855 | 26312.6543 | 27610.5352 | 29047.2734 | 30570.3457 | 32229.3301 | 33974.5859 | 35812.4727 | 37748.1562 | 39816.2539 | 42007.2695 | 44297.2109 | 46673.5234 | 49088.3438 | 51651.1328 | 54320.0117 | 57141.0664 | 60104.4531 | 63244.5469 | 66618.0312 | 69986.7266 | 73339.1328 | 76658.3281 | 79927.125 | 5.003%
CST000:dgg_SolarPhoto | Solar Photovoltaic | 13242.4707 | 15531.7021 | 18760.041 | 22169.5938 | 25543.0977 | 28592.3711 | 31122.5156 | 32853.1562 | 33597.2812 | 34466.0195 | 35454.3594 | 36569.457 | 37809.4688 | 39130.6445 | 40525.3281 | 42002.3281 | 43546.7852 | 45158.5977 | 46838.0547 | 48589.5742 | 50401.7227 | 52269.75 | 54189.3594 | 56133.0195 | 58119.582 | 60117.332 | 62142.0586 | 64188.6172 | 66264.2109 | 68368.4609 | 70506.7734 | 72678.4375 | 74874.7188 | 77065.8281 | 5.133%
CST000:dgg_WindHuffHuff | Wind | 741.3803 | 741.4771 | 741.7145 | 741.7905 | 741.7997 | 741.8355 | 741.8355 | 741.8355 | 741.8355 | 741.8355 | 741.8355 | 741.8383 | 741.8533 | 741.9713 | 742.3251 | 744.352 | 751.3304 | 772.4086 | 819.3027 | 894.7291 | 997.188 | 1115.741 | 1244.2607 | 1377.5177 | 1514.3314 | 1653.175 | 1795.1639 | 1938.8041 | 2084.0454 | 2231.1943 | 2377.9546 | 2524.5593 | 2671.9517 | 2817.9653 | 4.26%
CST000:dgg_OtherAutre | Other 5/ | 4270.7188 | 4270.8335 | 4270.8335 | 4270.8335 | 4270.8335 | 4270.8335 | 4270.8335 | 4270.8335 | 4270.8335 | 4270.8335 | 4270.8335 | 4270.8335 | 4270.8335 | 4270.8335 | 4270.8335 | 4270.8335 | 4270.8335 | 4270.8335 | 4270.8335 | 4270.8335 | 4270.8335 | 4270.8335 | 4270.8335 | 4270.8335 | 4270.8335 | 4270.8335 | 4270.8335 | 4270.8335 | 4270.8335 | 4270.8335 | 4270.8335 | 4270.8335 | 4270.8335 | 4270.8335 | 0%
CST000:dgg_TotalGen | Total | 34541.5156 | 37405.4531 | 41316.918 | 45397.0586 | 49471.125 | 53267.0117 | 56599.3398 | 59216.8672 | 61006.4414 | 63089.7539 | 65416.0039 | 67999.5781 | 70537.4844 | 73295.5156 | 76213.6328 | 79351.6406 | 82648.375 | 86119.1953 | 89781.3359 | 93676.4688 | 97782.2188 | 102058.9375 | 106483.5703 | 110975.5547 | 115662.0859 | 120467.9688 | 125456.3516 | 130610.625 | 135972.3281 | 141598.1562 | 147252.9531 | 152924.6094 | 158588.5312 | 164195.4844 | 4.731%
Disposition
CST000:dgg_SalestoGrid | Sales to the Grid | 11361.835 | 11372.9512 | 11377.3008 | 11381.0742 | 11384.9365 | 11389.2285 | 11393.7842 | 11399.9072 | 11408.4014 | 11420.1035 | 11434.4814 | 11452.7998 | 11471.0713 | 11495.2148 | 11526.7656 | 11568.8076 | 11620.9902 | 11685.2188 | 11766.8477 | 11872.9531 | 12003.5176 | 12165.1006 | 12364.8711 | 12609.2041 | 12915.6367 | 13292.3965 | 13768.9473 | 14365.0889 | 15119.54 | 16088.7168 | 17074.0664 | 18076.332 | 19095.9199 | 20134.2344 | 1.801%
CST000:dgg_forOwnUse | Generation for Own Use | 23179.6816 | 26032.502 | 29939.6152 | 34015.9844 | 38086.1836 | 41877.7891 | 45205.5547 | 47816.9609 | 49598.0469 | 51669.6484 | 53981.5195 | 56546.7695 | 59066.4102 | 61800.293 | 64686.8516 | 67782.8203 | 71027.3828 | 74433.9844 | 78014.4766 | 81803.5234 | 85778.7031 | 89893.8359 | 94118.7031 | 98366.3516 | 102746.4531 | 107175.5703 | 111687.3984 | 116245.5312 | 120852.7891 | 125509.4531 | 130178.9062 | 134848.2969 | 139492.625 | 144061.25 | 5.492%
Energy Input (trillion Btu)
CST000:dge_Petroleum | Petroleum | 1.0755 | 1.0755 | 1.0755 | 1.0755 | 1.0755 | 1.0755 | 1.0755 | 1.0755 | 1.0755 | 1.0755 | 1.0755 | 1.0755 | 1.0755 | 1.0755 | 1.0755 | 1.0755 | 1.076 | 1.0765 | 1.0776 | 1.0786 | 1.0798 | 1.0818 | 1.0838 | 1.0864 | 1.0901 | 1.0944 | 1.1007 | 1.1078 | 1.1159 | 1.1258 | 1.1364 | 1.1465 | 1.1574 | 1.1681 | 0.2582%
CST000:dge_NaturalGas | Natural Gas | 209.7969 | 216.4676 | 224.339 | 232.0501 | 240.1045 | 248.5918 | 257.6835 | 267.7426 | 279.6067 | 293.4033 | 308.6005 | 325.2994 | 340.0328 | 356.322 | 373.6134 | 392.4497 | 412.2736 | 433.1597 | 455.1551 | 478.6148 | 503.4413 | 529.3715 | 556.2659 | 583.6071 | 612.663 | 642.988 | 675.0892 | 708.8777 | 744.7604 | 783.3585 | 821.9313 | 860.3663 | 898.4747 | 936.0851 | 4.682%
CST000:dge_SolarPhoto | Solar Photovoltaic | 114.8544 | 134.831 | 160.3861 | 188.5927 | 215.0713 | 235.5992 | 253.0775 | 264.5999 | 271.0484 | 274.7646 | 279.1009 | 287.5156 | 296.4517 | 306.2785 | 316.9401 | 326.9815 | 336.555 | 348.926 | 360.8335 | 373.9618 | 389.7889 | 402.11 | 416.3665 | 430.4117 | 444.7608 | 459.9547 | 474.1765 | 489.0645 | 504.0211 | 518.7194 | 532.7371 | 549.2146 | 565.291 | 581.3167 | 4.672%
CST000:dge_WindHuffHuff | Wind | 7.0437 | 7.0449 | 6.9452 | 6.9288 | 6.9002 | 6.8103 | 6.7186 | 6.6455 | 6.6171 | 6.5716 | 6.5326 | 6.5087 | 6.4898 | 6.4771 | 6.4564 | 6.4458 | 6.4678 | 6.6122 | 6.9244 | 7.4635 | 8.2108 | 9.0379 | 9.9539 | 10.8987 | 11.8588 | 12.8439 | 13.8201 | 14.8062 | 15.8017 | 16.8025 | 17.8007 | 18.8246 | 19.8359 | 20.8346 | 3.447%
CST000:dge_AutreAutre | Other 5/ | 96.0462 | 96.0462 | 96.0462 | 96.0462 | 96.0462 | 96.0462 | 96.0462 | 96.0462 | 96.0462 | 96.0462 | 96.0462 | 96.0462 | 96.0462 | 96.0462 | 96.0462 | 96.0462 | 96.0462 | 96.0462 | 96.0462 | 96.0462 | 96.0462 | 96.0462 | 96.0462 | 96.0462 | 96.0462 | 96.0462 | 96.0462 | 96.0462 | 96.0462 | 96.0462 | 96.0462 | 96.0462 | 96.0462 | 96.0462 | 0%
CST000:dge_TotalGen | Total | 428.8167 | 455.4652 | 488.7921 | 524.6932 | 559.1976 | 588.1231 | 614.6013 | 636.1096 | 654.394 | 671.8611 | 691.3557 | 716.4454 | 740.0959 | 766.1993 | 794.1316 | 822.9987 | 852.4186 | 885.8206 | 920.0367 | 957.1649 | 998.567 | 1037.6473 | 1079.7163 | 1122.0499 | 1166.4188 | 1212.9271 | 1260.2327 | 1309.9023 | 1361.7452 | 1416.0522 | 1469.6516 | 1525.5981 | 1580.8052 | 1635.4506 | 4.076%
1/ Excludes commercial sector energy consumption (from uses such as street lights or municipal water services) that is not
attributable to buildings.
2/ Unless noted otherwise, the efficiency measures are in the terms of Btu of energy output divided by Btu of energy input.
3/ The efficiency measure for ventilation is in terms of cubic feet per minute (cfm) of ventilation air delivered divided
by Btu of energy input.
4/ A measurement of the ratio of light produced by a light source to the electrical power used to produce that quantity of
light, expressed in lumens per watt.
5/ May include coal, wood, municipal waste, and hydroelectric power.
Btu = British thermal unit.
Note: Totals may not equal sum of components due to independent rounding.
Source: U.S. Energy Information Administration, AEO2019 National Energy Modeling System run ref2019.d111618a.

## RECS HC2.1 (hidden)
Release date: February 2017 Revised date: May 2018
Table HC2.1 Structural and geographic characteristics of U.S. homes by housing unit type, 20151
Number of housing units (million)
Housing unit type
| Total U.S.2 | Single-family detached | Single-family attached | Apartment (2- to 4-unit building) | Apartment (5 or more unit building) | Mobile home
All homes | 118.2 | 73.9 | 7 | 9.4 | 21.1 | 6.8
Census region and division
Northeast | 21 | 10.8 | 1.9 | 3.2 | 4.7 | 0.5
New England | 5.6 | 3.2 | 0.3 | 1 | 1 | Q
Middle Atlantic | 15.4 | 7.6 | 1.6 | 2.2 | 3.7 | 0.4
Midwest | 26.4 | 18.2 | 1.3 | 2 | 4 | 1
East North Central | 18.1 | 12.3 | 0.9 | 1.5 | 2.8 | 0.6
West North Central | 8.3 | 5.9 | 0.4 | 0.5 | 1.2 | 0.4
South | 44.4 | 28.7 | 2.3 | 2.4 | 7.2 | 3.9
South Atlantic | 23.5 | 14.4 | 1.8 | 1.2 | 4.1 | 2
East South Central | 7.2 | 5 | 0.2 | 0.4 | 0.8 | 0.8
West South Central | 13.8 | 9.3 | 0.3 | 0.8 | 2.3 | 1.1
West | 26.4 | 16.2 | 1.6 | 1.9 | 5.3 | 1.4
Mountain | 8.5 | 5.6 | 0.4 | 0.5 | 1.3 | 0.7
Mountain North | 4.2 | 2.9 | 0.2 | Q | 0.6 | 0.2
Mountain South | 4.3 | 2.8 | 0.2 | Q | 0.7 | Q
Pacific | 17.9 | 10.6 | 1.1 | 1.4 | 4 | 0.8
Census urban/rural classification3
Urban | 94.7 | 55.4 | 6.7 | 8.8 | 20.9 | 2.9
Urbanized area | 82.2 | 47.5 | 6.2 | 7.6 | 18.6 | 2.4
Urban cluster | 12.5 | 7.9 | 0.5 | 1.2 | 2.3 | 0.6
Rural | 23.5 | 18.5 | 0.3 | 0.6 | 0.2 | 3.9
Metropolitan or micropolitan statistical area
In metropolitan statistical area | 98.5 | 60.1 | 6.6 | 8.3 | 19.5 | 4
In micropolitan statistical area | 12.3 | 8.6 | 0.2 | 0.6 | 1.2 | 1.7
Not in metropolitan or micropolitan statistical area | 7.4 | 5.2 | Q | 0.5 | Q | 1.1
Climate region4
Very cold/Cold | 42.5 | 27.5 | 2.3 | 4.3 | 6.7 | 1.8
Mixed-humid | 33.5 | 20.1 | 2.4 | 2.3 | 6.3 | 2.4
Mixed-dry/Hot-dry | 12.7 | 7 | 1 | 1.3 | 3.2 | 0.3
Hot-humid | 22.8 | 14.6 | 1 | 1.2 | 4.2 | 1.8
Marine | 6.7 | 4.8 | 0.3 | 0.3 | 0.8 | 0.4
Year of construction
Before 1950 | 20.8 | 13.6 | 1.1 | 2.9 | 3.1 | Q
1950 to 1959 | 12.6 | 9.5 | 0.8 | 1.1 | 1.1 | Q
1960 to 1969 | 12.8 | 8.3 | 0.5 | 0.9 | 2.7 | 0.4
1970 to 1979 | 18.3 | 10.3 | 1 | 1.4 | 4 | 1.5
1980 to 1989 | 16 | 8.4 | 1.3 | 1.1 | 3.8 | 1.4
1990 to 1999 | 16.8 | 10.5 | 1 | 0.9 | 2.7 | 1.8
2000 to 2009 | 17 | 10.9 | 1.1 | 1 | 2.9 | 1.2
2010 to 2015 | 3.8 | 2.3 | 0.3 | Q | 0.9 | 0.3
Number of stories
One story | 47.5 | 45.2 | 2.3 | N | N | N
Two stories | 29.5 | 25.4 | 4.1 | N | N | N
Three or more stories | 1.8 | 1.2 | 0.5 | N | N | N
Split level | 2.1 | 2 | Q | N | N | N
Not asked (apartments and mobile homes) | 37.3 | N | N | 9.4 | 21.1 | 6.8
Major outside wall construction
Siding (aluminum, vinyl, or steel) | 40.2 | 27.3 | 2 | 2.4 | 3.3 | 5.2
Brick | 32.9 | 18.1 | 2.5 | 3.2 | 8.7 | 0.5
Wood | 18 | 12.6 | 0.9 | 1.6 | 2 | 0.8
Stucco | 15.3 | 9.5 | 1.1 | 1.4 | 3.4 | Q
Concrete or concrete block | 6.7 | 2.8 | 0.3 | 0.5 | 3 | Q
Shingles (composition) | 3 | 2.2 | 0.2 | Q | Q | Q
Stone | 1.4 | 0.9 | Q | Q | 0.3 | N
Some other material | 0.7 | 0.5 | Q | N | Q | Q
Major roofing material
Shingles (composition or asphalt) | 73.1 | 59.3 | 5 | 6.4 | N | 2.4
Metal | 9.8 | 5.3 | 0.3 | 0.5 | N | 3.7
Wood shingles or shakes | 5.4 | 3.6 | 0.7 | 0.8 | N | Q
Ceramic or clay tiles | 4.4 | 3 | 0.6 | 0.7 | N | Q
Concrete tiles | 1.8 | 1.3 | Q | 0.5 | N | N
Slate or synthetic slate | 1.2 | 0.7 | Q | Q | N | Q
Some other material | 1.3 | 0.7 | 0.3 | Q | N | Q
Not asked (apartments in buildings with 5 or more units) | 21.1 | N | N | N | 21.1 | N
Total number of rooms (excluding bathrooms)
1 or 2 | 5.3 | Q | Q | 1 | 4.2 | Q
3 | 9 | 0.9 | 0.5 | 2 | 5.2 | 0.4
4 | 16.8 | 4.1 | 1.5 | 3 | 6.9 | 1.3
5 | 19.4 | 10.4 | 1.7 | 2.2 | 3.3 | 1.8
6 | 22.2 | 17 | 1.5 | 0.9 | 1.2 | 1.6
7 | 16.9 | 14.4 | 0.9 | Q | 0.3 | 1
8 | 12.6 | 11.5 | 0.6 | Q | Q | 0.3
9 or more | 16 | 15.3 | 0.3 | Q | Q | 0.3
Number of bedrooms
0 | 3.2 | Q | Q | 0.7 | 2.4 | Q
1 | 11.7 | 1.2 | 0.3 | 2.5 | 7.4 | 0.3
2 | 29.8 | 10.3 | 3.2 | 4.7 | 9.2 | 2.4
3 | 47.6 | 38.1 | 2.9 | 1.4 | 1.8 | 3.5
4 | 20.5 | 19.1 | 0.5 | Q | 0.4 | 0.4
5 or more | 5.3 | 5.1 | Q | Q | N | Q
Number of other rooms (excluding bathrooms)
1 | 10.3 | 2.1 | 0.5 | 1.6 | 5.6 | 0.5
2 | 31 | 11.3 | 2.3 | 4.4 | 10.5 | 2.5
3 | 32.1 | 21.8 | 2.1 | 2.4 | 3.9 | 1.9
4 | 22.5 | 18.4 | 1.4 | 0.9 | 0.8 | 1.1
5 or more | 22.4 | 20.3 | 0.8 | Q | 0.4 | 0.7
Number of full bathrooms
0 | Q | Q | Q | N | Q | N
1 | 53.1 | 23.6 | 3.3 | 7.8 | 16 | 2.5
2 | 52.1 | 38.4 | 3.1 | 1.6 | 4.8 | 4.1
3 or more | 12.9 | 11.8 | 0.6 | Q | Q | Q
Number of half bathrooms
0 | 85 | 47.7 | 3.8 | 8.4 | 19.2 | 5.9
1 | 31.1 | 24.2 | 3.1 | 1 | 2 | 0.8
2 or more | 2.2 | 2 | Q | N | N | Q
Basement
Yes | 35.2 | 32.4 | 2.8 | N | N | N
Finished basement | 20.6 | 18.7 | 1.9 | N | N | N
Unfinished basement | 14.6 | 13.7 | 0.9 | N | N | N
No | 45.7 | 41.5 | 4.2 | N | N | N
Not asked (apartments and mobile homes) | 37.3 | N | N | 9.4 | 21.1 | 6.8
Attic
Yes | 45.3 | 42.8 | 2.6 | N | N | N
Finished attic | 7.5 | 7 | 0.5 | N | N | N
Unfinished attic | 37.9 | 35.8 | 2.1 | N | N | N
No | 35.5 | 31.1 | 4.4 | N | N | N
Not asked (apartments and mobile homes) | 37.3 | N | N | 9.4 | 21.1 | 6.8
Attached garage
Yes | 46.9 | 43.8 | 3.1 | N | N | N
1-car garage | 11.4 | 9.9 | 1.5 | N | N | N
2-car garage | 30.3 | 28.7 | 1.6 | N | N | N
3 or more car garage | 5.2 | 5.2 | Q | N | N | N
No | 34 | 30 | 4 | N | N | N
Not asked (apartments and mobile homes) | 37.3 | N | N | 9.4 | 21.1 | 6.8
Adequacy of insulation
Well insulated | 37.5 | 25.7 | 1.9 | 2.2 | 6 | 1.8
Adequately insulated | 57.9 | 36.5 | 3.7 | 4.7 | 10.1 | 2.9
Poorly insulated | 20.9 | 11 | 1.3 | 2.4 | 4.2 | 2
No insulation | 1.9 | 0.6 | Q | Q | 0.9 | Q
Home is too drafty during the winter
Never | 56 | 36 | 3 | 3.6 | 10.8 | 2.6
Some of the time | 48.4 | 31.3 | 2.9 | 4 | 7.3 | 3
Most of the time | 9 | 4.4 | 0.7 | 1.1 | 2.1 | 0.6
All of the time | 4.8 | 2.2 | 0.3 | 0.7 | 1 | 0.6
Unusually high ceilings
Yes | 38.2 | 29 | 2.9 | 2 | 4.2 | N
No | 73.3 | 44.8 | 4.1 | 7.4 | 16.9 | N
Not asked (mobile homes) | 6.8 | N | N | N | N | 6.8
Number of windows
1 to 2 | 5.8 | Q | 0.1 | 0.7 | 4.8 | N
3 to 5 | 17.8 | 1.6 | 1.8 | 3.5 | 10.6 | Q
6 to 9 | 28.2 | 15.3 | 2.5 | 3 | 4.4 | 3
10 to 15 | 37.6 | 30.2 | 1.7 | 1.6 | 1.1 | 3.1
16 to 19 | 12.9 | 11.5 | 0.4 | 0.4 | Q | 0.5
20 to 29 | 12.2 | 11.5 | 0.4 | Q | Q | N
30 or more | 3.7 | 3.7 | Q | Q | N | N
Type of glass in windows
Single-pane glass | 48.7 | 25.2 | 2.8 | 5.7 | 11 | 4
Double-pane glass | 68.3 | 47.8 | 4.2 | 3.7 | 9.9 | 2.7
Triple-pane glass | 1.2 | 0.9 | Q | Q | Q | Q
Window frame material
Metal (aluminum) | 47.7 | 22.3 | 2.8 | 4.2 | 14.1 | 4.2
Wood | 41.9 | 28.6 | 2.4 | 4 | 5 | 1.8
Vinyl | 25.3 | 20.7 | 1.6 | 0.9 | 1.4 | 0.7
Fiberglass | 2 | 1 | 0.1 | Q | 0.6 | Q
Composite | 1.4 | 1.2 | Q | Q | Q | N
Number of sliding glass doors
0 | 75.6 | 45.7 | 3.6 | 7.3 | 13.5 | 5.6
1 | 32.3 | 20.3 | 2.5 | 1.8 | 6.6 | 1.1
2 | 7.4 | 5.5 | 0.7 | Q | 0.9 | Q
3 or more | 2.9 | 2.3 | 0.2 | Q | 0.2 | N
Energy audit performed on home
Yes | 8.9 | 7 | 0.5 | 0.5 | 0.6 | 0.4
No | 94.6 | 61.4 | 5.4 | 6.8 | 15.3 | 5.8
Don't know | 14.7 | 5.5 | 1.1 | 2.2 | 5.3 | 0.6
Electricity meter is a smart meter
Yes | 26.1 | 19.3 | 1.4 | 1.4 | 2.3 | 1.6
No | 57.9 | 35.4 | 3.2 | 4.5 | 11.2 | 3.6
Don't know | 34.2 | 19.1 | 2.4 | 3.4 | 7.6 | 1.6
Park a car within 20 feet of electrical outlet
Yes | 56.4 | 48.5 | 3.4 | 2.2 | N | 2.4
No | 40.6 | 25.4 | 3.6 | 7.2 | N | 4.4
Not asked (apartments in buildings with 5 or more units) | 21.1 | N | N | N | 21.1 | N
Natural gas available in neighborhood
Yes | 81.9 | 51.7 | 5.4 | 7.3 | 14.8 | 2.8
Actually use natural gas | 68.6 | 45.1 | 4.8 | 6 | 11.1 | 1.7
Do not use natural gas | 13.3 | 6.7 | 0.6 | 1.3 | 3.6 | 1.2
No | 36.3 | 22.1 | 1.6 | 2.1 | 6.4 | 4
Distributed solar generation
Yes | 1.5 | 1.5 | N | N | N | Q
No | 86.2 | 72.4 | 7 | N | N | 6.8
Not asked (apartments) | 30.5 | N | N | 9.4 | 21.1 | N
Back-up generator in home
Yes | 12.6 | 11.2 | 0.2 | 0.3 | N | 0.8
No | 84.5 | 62.7 | 6.8 | 9.1 | N | 6
Not asked (apartments in buildings with 5 or more units) | 21.1 | N | N | N | 21.1 | N
Swimming pool
Yes | 8.3 | 8.1 | Q | N | N | Q
No | 79.3 | 65.8 | 6.9 | N | N | 6.7
Not asked (apartments) | 30.5 | N | N | 9.4 | 21.1 | N
Months swimming pool is used
0 to 3 | 2.7 | 2.6 | Q | N | N | Q
4 to 7 | 4.7 | 4.7 | Q | N | N | Q
8 to 12 | 0.8 | 0.8 | Q | N | N | N
No swimming pool | 79.3 | 65.8 | 6.9 | N | N | 6.7
Not asked (apartments) | 30.5 | N | N | 9.4 | 21.1 | N
Heated swimming pool and fuel
Heated swimming pool | 2.5 | 2.5 | Q | N | N | N
Electricity | 0.7 | 0.7 | Q | N | N | N
Natural gas | 1.1 | 1.1 | Q | N | N | N
Propane | 0.3 | 0.3 | N | N | N | N
Solar | 0.3 | 0.3 | N | N | N | N
Some other fuel | Q | Q | N | N | N | N
Unheated swimming pool | 5.4 | 5.3 | Q | N | N | Q
No swimming pool | 79.3 | 65.8 | 6.9 | N | N | 6.7
Not asked (apartments) | 30.5 | N | N | 9.4 | 21.1 | N
Hot tub
Yes | 8.4 | 7.3 | 0.3 | Q | 0.3 | 0.3
No | 109.8 | 66.6 | 6.8 | 9.1 | 20.8 | 6.5
Months hot tub is used
0 to 3 | 4 | 3.3 | Q | Q | Q | Q
4 to 7 | 1.6 | 1.5 | Q | N | Q | Q
8 to 12 | 2.9 | 2.5 | Q | Q | Q | Q
No hot tub | 109.8 | 66.6 | 6.8 | 9.1 | 20.8 | 6.5
Hot tub heating fuel
Electricity | 4 | 3.6 | Q | Q | Q | Q
Natural gas | 1.6 | 1.4 | Q | Q | Q | Q
Some other fuel | 0.3 | 0.3 | N | N | N | N
Hot tub used 0 months | 2.5 | 2 | Q | Q | Q | Q
No hot tub | 109.8 | 66.6 | 6.8 | 9.1 | 20.8 | 6.5
Energy-related benefits received by homeowners (more than one may apply)
Free or subsidized energy-efficient light bulbs | 5.6 | 4.8 | 0.3 | Q | Q | 0.3
Free or subsidized home energy audit | 2.4 | 2.2 | Q | Q | N | Q
Utility or energy supplier rebate for new appliance or equipment | 4.2 | 3.8 | 0.1 | Q | Q | Q
Recycling old appliance or equipment | 6.5 | 5.6 | 0.4 | Q | Q | Q
Tax credit for new appliance or equipment | 6.6 | 6.1 | 0.3 | Q | Q | Q
Some other benefit5 | 2.6 | 2.3 | Q | Q | Q | Q
1Housing characteristics data were collected between August 2015 and April 2016. 2Total U.S. includes all primary occupied housing units in the 50 states and the District of Columbia. Vacant housing units, seasonal units, second homes, military houses, and group quarters are excluded. 3Housing units are classified using criteria created by the U.S. Census Bureau based on 2010 Census data. Urbanized areas are densely settled groupings of blocks or tracts with 50,000 or more people, while urban clusters have at least 2,500 but less than 50,000 people. All other areas are rural. 4These climate regions were created by the Building America program, sponsored by the U.S. Department of Energy’s Office of Energy Efficiency and Renewable Energy (EERE). 5Some other benefits includes free or subsidized programmable thermostats, subsidized loans for new appliances or equipment, tax credits for new window or insulation, and any other reported benefits. Q = Data withheld because either the Relative Standard Error (RSE) was greater than 50% or fewer than 10 cases responded. N = No cases responded. Notes: Because of rounding, data may not sum to totals. See RECS Terminology for definition of terms used in these tables. Source: U.S. Energy Information Administration, Office of Energy Consumption and Efficiency Statistics, Forms EIA-457A and EIA-457C of the 2015 Residential Energy Consumption Survey.

## OR H2
https://data.census.gov/cedsci/all?q=H2&hidePreview=false&tid=DECENNIALSF12010.H2
GEO_ID | NAME | H002001 | H002002 | H002003 | H002004 | H002005 | H002006
id | Geographic Area Name | Total | Total!!Urban | Total!!Urban!!Inside urbanized areas | Total!!Urban!!Inside urban clusters | Total!!Rural | Total!!Not defined for this file
0400000US41 | Oregon | 1675562 | 1328268 | 1018953 | 309315 | 347294 | 0

## US.OR ratios
OR data: | https://www.pdx.edu/prc/current-documents-and-presentations
| single year interpolation used between 5 year estimates. | [5 empty] | https://www.pdx.edu/prc/sites/www.pdx.edu.prc/files/Population_Interpolation_Template_1.xlsx
US data:
US Census Buereau
https://www.census.gov/data/tables/2014/demo/popproj/2014-summary-tables.html
|  | Estimates |  |  |  |  | Projections | [24 empty] | Linear Extrapolation
| Year | 2015 | 2016 | 2017 | 2018 | 2019 | 2020 | 2021 | 2022 | 2023 | 2024 | 2025 | 2026 | 2027 | 2028 | 2029 | 2030 | 2031 | 2032 | 2033 | 2034 | 2035 | 2036 | 2037 | 2038 | 2039 | 2040 | 2041 | 2042 | 2043 | 2044 | 2045 | 2046 | 2047 | 2048 | 2049 | 2050
| Oregon population | 4013845 | 4076350 | 4141100 | 4195300 | 4232000 | 4288000 | 4329008.1044 | 4370408.388 | 4412204.6015 | 4454400.5313 | 4497000 | 4535727.2099 | 4574787.9304 | 4614185.0335 | 4653921.4161 | 4694000 | 4535727.2099 | 4574787.9304 | 4614185.0335 | 4653921.4161 | 4878000 | 4910757.0903 | 4943734.1532 | 4976932.6661 | 5010354.116 | 5044000 | 5073649.3782 | 5103473.0398 | 5133472.0093 | 5163000 | 5194000 | 5270606.7036 | 5348343.2854 | 5427226.41 | 5507272.9878 | 5588500.1788
| National population | 321369000 | 323996000 | 326626000 | 329256000 | 331884000 | 334503000 | 337109000 | 339698000 | 342267000 | 344814000 | 347335000 | 349826000 | 352281000 | 354698000 | 357073000 | 359402000 | 361685000 | 363920000 | 366106000 | 368246000 | 370338000 | 372390000 | 374401000 | 376375000 | 378313000 | 380219000 | 382096000 | 383949000 | 385779000 | 387593000 | 389394000 | 391187000 | 392973000 | 394756000 | 396540000 | 398328000
Resulting Oregon fraction of national population |  | 2015 | 2016 | 2017 | 2018 | 2019 | 2020 | 2021 | 2022 | 2023 | 2024 | 2025 | 2026 | 2027 | 2028 | 2029 | 2030 | 2031 | 2032 | 2033 | 2034 | 2035 | 2036 | 2037 | 2038 | 2039 | 2040 | 2041 | 2042 | 2043 | 2044 | 2045 | 2046 | 2047 | 2048 | 2049 | 2050
OR per capita share |  | 0.01249 | 0.012581 | 0.012678 | 0.012742 | 0.012751 | 0.012819 | 0.012842 | 0.012866 | 0.012891 | 0.012918 | 0.012947 | 0.012966 | 0.012986 | 0.013009 | 0.013034 | 0.013061 | 0.012541 | 0.012571 | 0.012603 | 0.012638 | 0.013172 | 0.013187 | 0.013204 | 0.013223 | 0.013244 | 0.013266 | 0.013278 | 0.013292 | 0.013307 | 0.013321 | 0.013339 | 0.013473 | 0.01361 | 0.013748 | 0.013888 | 0.01403
OR EPS
Due to lack of granular data on distributed generation data for OR
we estimate the MWh by enery source using OR % generation by source
source: | https://www.eia.gov/electricity/data/state/
2017 Generation (MWh) |  | 2015: OR; 2018: US; 2021: ratio
| Coal | 2015: 1728105; 2016: 2.756%; 2018: 1205835276; 2019: 37.41%; 2021: 0.0014331
| Geothermal | 2015: 174381; 2016: 0.2781%; 2018: 15926774; 2019: 0.4941%; 2021: 0.010949
| Hydroelectric Conventional | 2015: 38293938; 2016: 61.06%; 2018: 300332930; 2019: 9.317%; 2021: 0.1275
| Natural Gas | 2015: 15066379; 2016: 24.02%; 2018: 1296442491; 2019: 40.22%; 2021: 0.011621
| Other | 2015: 39246; 2016: 0.06258%; 2018: 13096117; 2019: 0.4063%; 2021: 0.0029968
| Petroleum | 2015: 10394; 2016: 0.01657%; 2018: 21389945; 2019: 0.6636%; 2021: 0.00048593
| Solar Thermal and Photovoltaic | 2015: 194052; 2016: 0.3094%; 2018: 53286865; 2019: 1.653%; 2021: 0.0036416
| Other Biomass | 2015: 361329; 2016: 0.5762%; 2018: 21609894; 2019: 0.6704%; 2021: 0.016721
| Wind | 2015: 6226593; 2016: 9.929%; 2018: 254302695; 2019: 7.889%; 2021: 0.024485
| Wood and Wood Derived Fuels | 2015: 619331; 2016: 0.9876%; 2018: 41123518; 2019: 1.276%; 2021: 0.01506
|  | 62713748 |  |  | 3223346505 |  |  | 0.019456

## generation 2017
data: | https://www.eia.gov/electricity/data/state/
Net generation by state by type of producer by energy source
|  | YEAR | STATE | TYPE OF PRODUCER | ENERGY SOURCE | GENERATION (Megawatthours)
|  | 2017 | OR | Total Electric Power Industry | Total | 62713747
|  | 2017 | OR | Total Electric Power Industry | Coal | 1728105
|  | 2017 | OR | Total Electric Power Industry | Geothermal | 174381
|  | 2017 | OR | Total Electric Power Industry | Hydroelectric Conventional | 38293938
|  | 2017 | OR | Total Electric Power Industry | Natural Gas | 15066379
|  | 2017 | OR | Total Electric Power Industry | Other | 39246
|  | 2017 | OR | Total Electric Power Industry | Petroleum | 10394
|  | 2017 | OR | Total Electric Power Industry | Solar Thermal and Photovoltaic | 194052
|  | 2017 | OR | Total Electric Power Industry | Other Biomass | 361329
|  | 2017 | OR | Total Electric Power Industry | Wind | 6226593
|  | 2017 | OR | Total Electric Power Industry | Wood and Wood Derived Fuels | 619331
|  | 2017 | OR | Combined Heat and Power, Industrial Power | Total | 611015
|  | 2017 | OR | Combined Heat and Power, Industrial Power | Natural Gas | 83398
|  | 2017 | OR | Combined Heat and Power, Industrial Power | Petroleum | 0
|  | 2017 | OR | Combined Heat and Power, Industrial Power | Other Biomass | 25262
|  | 2017 | OR | Combined Heat and Power, Industrial Power | Wood and Wood Derived Fuels | 502355
|  | 2017 | OR | Combined Heat and Power, Commercial Power | Total | 72224
|  | 2017 | OR | Combined Heat and Power, Commercial Power | Natural Gas | 41105
|  | 2017 | OR | Combined Heat and Power, Commercial Power | Petroleum | 74
|  | 2017 | OR | Combined Heat and Power, Commercial Power | Other Biomass | 31045
|  | 2017 | OR | Combined Heat and Power, Electric Power | Total | 4014341
|  | 2017 | OR | Combined Heat and Power, Electric Power | Natural Gas | 3979045
|  | 2017 | OR | Combined Heat and Power, Electric Power | Other Biomass | 35296
|  | 2017 | OR | Combined Heat and Power, Electric Power | Wood and Wood Derived Fuels | 0
|  | 2017 | OR | Electric Generators, Independent Power Producers | Total | 9251618
|  | 2017 | OR | Electric Generators, Independent Power Producers | Geothermal | 172814
|  | 2017 | OR | Electric Generators, Independent Power Producers | Hydroelectric Conventional | 314152
|  | 2017 | OR | Electric Generators, Independent Power Producers | Natural Gas | 3036317
|  | 2017 | OR | Electric Generators, Independent Power Producers | Other | 39761
|  | 2017 | OR | Electric Generators, Independent Power Producers | Solar Thermal and Photovoltaic | 188155
|  | 2017 | OR | Electric Generators, Independent Power Producers | Other Biomass | 207416
|  | 2017 | OR | Electric Generators, Independent Power Producers | Wind | 5176027
|  | 2017 | OR | Electric Generators, Independent Power Producers | Wood and Wood Derived Fuels | 116976
|  | 2017 | OR | Electric Generators, Electric Utilities | Total | 48764549
|  | 2017 | OR | Electric Generators, Electric Utilities | Coal | 1728105
|  | 2017 | OR | Electric Generators, Electric Utilities | Geothermal | 1567
|  | 2017 | OR | Electric Generators, Electric Utilities | Hydroelectric Conventional | 37979786
|  | 2017 | OR | Electric Generators, Electric Utilities | Natural Gas | 7926513
|  | 2017 | OR | Electric Generators, Electric Utilities | Other | -515
|  | 2017 | OR | Electric Generators, Electric Utilities | Petroleum | 10320
|  | 2017 | OR | Electric Generators, Electric Utilities | Solar Thermal and Photovoltaic | 5897
|  | 2017 | OR | Electric Generators, Electric Utilities | Other Biomass | 62310
|  | 2017 | OR | Electric Generators, Electric Utilities | Wind | 1050566
|  | 2017 | US-Total | Total Electric Power Industry | Total | 4034270559
|  | 2017 | US-Total | Total Electric Power Industry | Coal | 1205835276
|  | 2017 | US-Total | Total Electric Power Industry | Geothermal | 15926774
|  | 2017 | US-Total | Total Electric Power Industry | Pumped Storage | -6494548
|  | 2017 | US-Total | Total Electric Power Industry | Hydroelectric Conventional | 300332930
|  | 2017 | US-Total | Total Electric Power Industry | Natural Gas | 1296442491
|  | 2017 | US-Total | Total Electric Power Industry | Nuclear | 804949635
|  | 2017 | US-Total | Total Electric Power Industry | Other Gases | 12468967
|  | 2017 | US-Total | Total Electric Power Industry | Other | 13096117
|  | 2017 | US-Total | Total Electric Power Industry | Petroleum | 21389945
|  | 2017 | US-Total | Total Electric Power Industry | Solar Thermal and Photovoltaic | 53286865
|  | 2017 | US-Total | Total Electric Power Industry | Other Biomass | 21609894
|  | 2017 | US-Total | Total Electric Power Industry | Wind | 254302695
|  | 2017 | US-Total | Total Electric Power Industry | Wood and Wood Derived Fuels | 41123518
|  | 2017 | US-Total | Combined Heat and Power, Industrial Power | Total | 143758076
|  | 2017 | US-Total | Combined Heat and Power, Industrial Power | Coal | 7668728
|  | 2017 | US-Total | Combined Heat and Power, Industrial Power | Hydroelectric Conventional | 1382379
|  | 2017 | US-Total | Combined Heat and Power, Industrial Power | Natural Gas | 91647457
|  | 2017 | US-Total | Combined Heat and Power, Industrial Power | Other Gases | 8342529
|  | 2017 | US-Total | Combined Heat and Power, Industrial Power | Other | 4928393
|  | 2017 | US-Total | Combined Heat and Power, Industrial Power | Petroleum | 1238728
|  | 2017 | US-Total | Combined Heat and Power, Industrial Power | Solar Thermal and Photovoltaic | 42061
|  | 2017 | US-Total | Combined Heat and Power, Industrial Power | Other Biomass | 1011578
|  | 2017 | US-Total | Combined Heat and Power, Industrial Power | Wind | 84446
|  | 2017 | US-Total | Combined Heat and Power, Industrial Power | Wood and Wood Derived Fuels | 27411777
|  | 2017 | US-Total | Combined Heat and Power, Commercial Power | Total | 13059753
|  | 2017 | US-Total | Combined Heat and Power, Commercial Power | Coal | 328617
|  | 2017 | US-Total | Combined Heat and Power, Commercial Power | Pumped Storage | 0
|  | 2017 | US-Total | Combined Heat and Power, Commercial Power | Hydroelectric Conventional | 239640
|  | 2017 | US-Total | Combined Heat and Power, Commercial Power | Natural Gas | 8041538
|  | 2017 | US-Total | Combined Heat and Power, Commercial Power | Other | 1087596
|  | 2017 | US-Total | Combined Heat and Power, Commercial Power | Petroleum | 111829
|  | 2017 | US-Total | Combined Heat and Power, Commercial Power | Solar Thermal and Photovoltaic | 521264
|  | 2017 | US-Total | Combined Heat and Power, Commercial Power | Other Biomass | 2514594
|  | 2017 | US-Total | Combined Heat and Power, Commercial Power | Wind | 144226
|  | 2017 | US-Total | Combined Heat and Power, Commercial Power | Wood and Wood Derived Fuels | 70450
|  | 2017 | US-Total | Combined Heat and Power, Electric Power | Total | 138583503
|  | 2017 | US-Total | Combined Heat and Power, Electric Power | Coal | 12577888
|  | 2017 | US-Total | Combined Heat and Power, Electric Power | Natural Gas | 115935190
|  | 2017 | US-Total | Combined Heat and Power, Electric Power | Other Gases | 3977878
|  | 2017 | US-Total | Combined Heat and Power, Electric Power | Other | 855143
|  | 2017 | US-Total | Combined Heat and Power, Electric Power | Petroleum | 1904215
|  | 2017 | US-Total | Combined Heat and Power, Electric Power | Solar Thermal and Photovoltaic | 4900
|  | 2017 | US-Total | Combined Heat and Power, Electric Power | Other Biomass | 1121603
|  | 2017 | US-Total | Combined Heat and Power, Electric Power | Wood and Wood Derived Fuels | 2206687
|  | 2017 | US-Total | Electric Generators, Independent Power Producers | Total | 1464590256
|  | 2017 | US-Total | Electric Generators, Independent Power Producers | Coal | 291620578
|  | 2017 | US-Total | Electric Generators, Independent Power Producers | Geothermal | 14905231
|  | 2017 | US-Total | Electric Generators, Independent Power Producers | Pumped Storage | -1046509
|  | 2017 | US-Total | Electric Generators, Independent Power Producers | Hydroelectric Conventional | 23034013
|  | 2017 | US-Total | Electric Generators, Independent Power Producers | Natural Gas | 456983921
|  | 2017 | US-Total | Electric Generators, Independent Power Producers | Nuclear | 380464738
|  | 2017 | US-Total | Electric Generators, Independent Power Producers | Other Gases | 0
|  | 2017 | US-Total | Electric Generators, Independent Power Producers | Other | 5671801
|  | 2017 | US-Total | Electric Generators, Independent Power Producers | Petroleum | 2856583
|  | 2017 | US-Total | Electric Generators, Independent Power Producers | Solar Thermal and Photovoltaic | 49371006
|  | 2017 | US-Total | Electric Generators, Independent Power Producers | Other Biomass | 15514217
|  | 2017 | US-Total | Electric Generators, Independent Power Producers | Wind | 217005852
|  | 2017 | US-Total | Electric Generators, Independent Power Producers | Wood and Wood Derived Fuels | 8208823
|  | 2017 | US-Total | Electric Generators, Electric Utilities | Total | 2274278970
|  | 2017 | US-Total | Electric Generators, Electric Utilities | Coal | 893639465
|  | 2017 | US-Total | Electric Generators, Electric Utilities | Geothermal | 1021543
|  | 2017 | US-Total | Electric Generators, Electric Utilities | Pumped Storage | -5448039
|  | 2017 | US-Total | Electric Generators, Electric Utilities | Hydroelectric Conventional | 275676897
|  | 2017 | US-Total | Electric Generators, Electric Utilities | Natural Gas | 623834385
|  | 2017 | US-Total | Electric Generators, Electric Utilities | Nuclear | 424484897
|  | 2017 | US-Total | Electric Generators, Electric Utilities | Other Gases | 148559
|  | 2017 | US-Total | Electric Generators, Electric Utilities | Other | 553184
|  | 2017 | US-Total | Electric Generators, Electric Utilities | Petroleum | 15278590
|  | 2017 | US-Total | Electric Generators, Electric Utilities | Solar Thermal and Photovoltaic | 3347634
|  | 2017 | US-Total | Electric Generators, Electric Utilities | Other Biomass | 1447903
|  | 2017 | US-Total | Electric Generators, Electric Utilities | Wind | 37068171
|  | 2017 | US-Total | Electric Generators, Electric Utilities | Wood and Wood Derived Fuels | 3225782
Note on F3: Coal includes anthracite, bituminous coal, subbituminous coal, lignite, waste coal, and synthetic coal. Other includes non-biogenic municipal solid waste, batteries, chemicals, hydrogen, pitch, purchased steam, sulfur, tire-derived fuels, and miscellaneous technologies. Other Biomass includes biogenic municipal solid waste, landfill gas, sludge waste, agricultural byproducts, other biomass solids, other biomass liquids, and other biomass gases (including digester gases and methane). Other Gases includes blast furnace gas, propane gas, and other manufactured and waste gases derived from fossil fuels. Petroleum includes distillate fuel oil (all diesel and No. 1, No. 2, and No. 4 fuel oils), residual fuel oil (No. 5 and No. 6 fuel oils and bunker C fuel oil), jet fuel, kerosene, petroleum coke, and waste oil. Wood and Wood Derived Fuels includes paper pellets, railroad ties, utility poles, wood chips, bark, red liquor, sludge wood, spent sulfite liquor, and black liquor, with other wood waste solids and wood-based liquids.

## OR BDEQ-BEOfDS calcs
OR comm | 2017 | 2018 | 2019 | 2020 | 2021 | 2022 | 2023 | 2024 | 2025 | 2026 | 2027 | 2028 | 2029 | 2030 | 2031 | 2032 | 2033 | 2034 | 2035 | 2036 | 2037 | 2038 | 2039 | 2040 | 2041 | 2042 | 2043 | 2044 | 2045 | 2046 | 2047 | 2048 | 2049 | 2050
MW*hour
hard coal | 0 | 0 | 0 | 0 | 0 | 0 | 0 | 0 | 0 | 0 | 0 | 0 | 0 | 0 | 0 | 0 | 0 | 0 | 0 | 0 | 0 | 0 | 0 | 0 | 0 | 0 | 0 | 0 | 0 | 0 | 0 | 0 | 0 | 0
natural gas nonpeaker | 188009.0175 | 194734.4732 | 202670.5441 | 210462.7785 | 218604.1065 | 227280.3786 | 236602.7691 | 246909.5903 | 259059.1177 | 273174.0335 | 288722.3444 | 305787.8964 | 320870.9911 | 337567.7931 | 355267.9102 | 374547.5062 | 394829.691 | 416188.3691 | 438683.5765 | 462717.6106 | 488180.1144 | 514792.2667 | 542408.1656 | 570471.5763 | 600254.5798 | 631270.4879 | 664054.8801 | 698493.3591 | 734985.4078 | 774189.7647 | 813338.4664 | 852297.8675 | 890871.3137 | 928859.0632
nuclear | 0 | 0 | 0 | 0 | 0 | 0 | 0 | 0 | 0 | 0 | 0 | 0 | 0 | 0 | 0 | 0 | 0 | 0 | 0 | 0 | 0 | 0 | 0 | 0 | 0 | 0 | 0 | 0 | 0 | 0 | 0 | 0 | 0 | 0
hydro | 0 | 0 | 0 | 0 | 0 | 0 | 0 | 0 | 0 | 0 | 0 | 0 | 0 | 0 | 0 | 0 | 0 | 0 | 0 | 0 | 0 | 0 | 0 | 0 | 0 | 0 | 0 | 0 | 0 | 0 | 0 | 0 | 0 | 0
onshore wind | 18152.6721 | 18155.0408 | 18160.8557 | 18162.7163 | 18162.9405 | 18163.8177 | 18163.8177 | 18163.8177 | 18163.8177 | 18163.8177 | 18163.8177 | 18163.885 | 18164.2541 | 18167.1413 | 18175.8046 | 18225.4336 | 18396.3008 | 18912.398 | 20060.5986 | 21907.4113 | 24416.1146 | 27318.8803 | 30465.6827 | 33728.4749 | 37078.3543 | 40477.9359 | 43954.5292 | 47471.5531 | 51027.7823 | 54630.7189 | 58224.1388 | 61813.7508 | 65422.6472 | 68997.7871
solar PV | 48224.4156 | 56560.9905 | 68317.464 | 80733.8545 | 93018.9679 | 104123.3481 | 113337.2437 | 119639.6275 | 122349.4687 | 125513.1076 | 129112.2933 | 133173.0864 | 137688.7725 | 142500.0295 | 147578.976 | 152957.69 | 158582.0587 | 164451.7123 | 170567.7035 | 176946.1209 | 183545.3274 | 190348.0253 | 197338.5667 | 204416.6927 | 211651.0538 | 218926.1559 | 226299.4972 | 233752.343 | 241310.9246 | 248973.8622 | 256760.8434 | 264669.2793 | 272667.3623 | 280646.6111
solar thermal | 0 | 0 | 0 | 0 | 0 | 0 | 0 | 0 | 0 | 0 | 0 | 0 | 0 | 0 | 0 | 0 | 0 | 0 | 0 | 0 | 0 | 0 | 0 | 0 | 0 | 0 | 0 | 0 | 0 | 0 | 0 | 0 | 0 | 0
biomass | 0 | 0 | 0 | 0 | 0 | 0 | 0 | 0 | 0 | 0 | 0 | 0 | 0 | 0 | 0 | 0 | 0 | 0 | 0 | 0 | 0 | 0 | 0 | 0 | 0 | 0 | 0 | 0 | 0 | 0 | 0 | 0 | 0 | 0
geothermal | 0 | 0 | 0 | 0 | 0 | 0 | 0 | 0 | 0 | 0 | 0 | 0 | 0 | 0 | 0 | 0 | 0 | 0 | 0 | 0 | 0 | 0 | 0 | 0 | 0 | 0 | 0 | 0 | 0 | 0 | 0 | 0 | 0 | 0
petroleum | 52.9723 | 50.9206 | 50.9206 | 50.9206 | 50.9206 | 50.9206 | 50.9206 | 50.9206 | 50.9206 | 50.9206 | 50.9206 | 50.9206 | 50.9206 | 50.9206 | 50.9206 | 50.9206 | 50.9442 | 50.9679 | 51.0152 | 51.0625 | 51.1221 | 51.2161 | 51.3109 | 51.4296 | 51.607 | 51.8084 | 52.1045 | 52.4365 | 52.8165 | 53.2805 | 53.7806 | 54.2566 | 54.7686 | 55.2687
natural gas peaker | 0 | 0 | 0 | 0 | 0 | 0 | 0 | 0 | 0 | 0 | 0 | 0 | 0 | 0 | 0 | 0 | 0 | 0 | 0 | 0 | 0 | 0 | 0 | 0 | 0 | 0 | 0 | 0 | 0 | 0 | 0 | 0 | 0 | 0
lignite | 0 | 0 | 0 | 0 | 0 | 0 | 0 | 0 | 0 | 0 | 0 | 0 | 0 | 0 | 0 | 0 | 0 | 0 | 0 | 0 | 0 | 0 | 0 | 0 | 0 | 0 | 0 | 0 | 0 | 0 | 0 | 0 | 0 | 0
offshore wind | 0 | 0 | 0 | 0 | 0 | 0 | 0 | 0 | 0 | 0 | 0 | 0 | 0 | 0 | 0 | 0 | 0 | 0 | 0 | 0 | 0 | 0 | 0 | 0 | 0 | 0 | 0 | 0 | 0 | 0 | 0 | 0 | 0 | 0
crude oil | 0 | 0 | 0 | 0 | 0 | 0 | 0 | 0 | 0 | 0 | 0 | 0 | 0 | 0 | 0 | 0 | 0 | 0 | 0 | 0 | 0 | 0 | 0 | 0 | 0 | 0 | 0 | 0 | 0 | 0 | 0 | 0 | 0 | 0
heavy or residual fuel oil | 0 | 0 | 0 | 0 | 0 | 0 | 0 | 0 | 0 | 0 | 0 | 0 | 0 | 0 | 0 | 0 | 0 | 0 | 0 | 0 | 0 | 0 | 0 | 0 | 0 | 0 | 0 | 0 | 0 | 0 | 0 | 0 | 0 | 0
municipal solid waste | 0 | 0 | 0 | 0 | 0 | 0 | 0 | 0 | 0 | 0 | 0 | 0 | 0 | 0 | 0 | 0 | 0 | 0 | 0 | 0 | 0 | 0 | 0 | 0 | 0 | 0 | 0 | 0 | 0 | 0 | 0 | 0 | 0 | 0
OR res total | 2017 | 2018 | 2019 | 2020 | 2021 | 2022 | 2023 | 2024 | 2025 | 2026 | 2027 | 2028 | 2029 | 2030 | 2031 | 2032 | 2033 | 2034 | 2035 | 2036 | 2037 | 2038 | 2039 | 2040 | 2041 | 2042 | 2043 | 2044 | 2045 | 2046 | 2047 | 2048 | 2049 | 2050
MW*hour
hard coal |  | 0 | 0 | 0 | 0 | 0 | 0 | 0 | 0 | 0 | 0 | 0 | 0 | 0 | 0 | 0 | 0 | 0 | 0 | 0 | 0 | 0 | 0 | 0 | 0 | 0 | 0 | 0 | 0 | 0 | 0 | 0 | 0 | 0
natural gas nonpeaker | 0 | 0 | 0 | 0 | 0 | 0 | 0 | 0 | 0 | 0 | 0 | 0 | 0 | 0 | 0 | 0.0084487 | 0.030436 | 0.08623 | 0.20798 | 0.42949 | 0.82686 | 1.559 | 2.8813 | 5.3128 | 9.7565 | 14.2053 | 18.6929 | 23.2246 | 27.8001 | 32.4112 | 37.0528 | 41.7078 | 46.3832 | 51.0754
nuclear | 0 | 0 | 0 | 0 | 0 | 0 | 0 | 0 | 0 | 0 | 0 | 0 | 0 | 0 | 0 | 0 | 0 | 0 | 0 | 0 | 0 | 0 | 0 | 0 | 0 | 0 | 0 | 0 | 0 | 0 | 0 | 0 | 0 | 0
hydro | 0 | 0 | 0 | 0 | 0 | 0 | 0 | 0 | 0 | 0 | 0 | 0 | 0 | 0 | 0 | 0 | 0 | 0 | 0 | 0 | 0 | 0 | 0 | 0 | 0 | 0 | 0 | 0 | 0 | 0 | 0 | 0 | 0 | 0
onshore wind | 860.3025 | 877.4268 | 895.0129 | 910.532 | 923.9439 | 923.9439 | 923.9439 | 923.9439 | 923.9439 | 923.9439 | 923.9439 | 923.9439 | 924.0138 | 924.2726 | 925.2349 | 1168.225 | 1473.9846 | 1824.0149 | 2206.3523 | 2620.4847 | 3059.7612 | 3517.4671 | 3990.2725 | 4478.3499 | 4998.076 | 5542.8161 | 6103.5661 | 6683.9446 | 7293.2779 | 7960.4282 | 8647.0489 | 9351.0514 | 10070.0358 | 10800.5857
solar PV | 54190.8005 | 65660.6115 | 77394.7408 | 88993.5031 | 100381.5407 | 111287.1737 | 122477.3816 | 133926.0398 | 145849.9046 | 158418.8247 | 171479.9932 | 185137.9083 | 199520.5113 | 214490.0171 | 230195.3918 | 246583.5186 | 263703.7589 | 281600.2392 | 300219.672 | 319882.7498 | 340468.3595 | 362066.1481 | 384544.0775 | 407934.951 | 432258.3708 | 457590.9254 | 484061.2674 | 511559.9197 | 540534.805 | 570813.002 | 602663.8218 | 635901.4267 | 670507.9498 | 706542.1695
solar thermal | 0 | 0 | 0 | 0 | 0 | 0 | 0 | 0 | 0 | 0 | 0 | 0 | 0 | 0 | 0 | 0 | 0 | 0 | 0 | 0 | 0 | 0 | 0 | 0 | 0 | 0 | 0 | 0 | 0 | 0 | 0 | 0 | 0 | 0
biomass | 0 | 0 | 0 | 0 | 0 | 0 | 0 | 0 | 0 | 0 | 0 | 0 | 0 | 0 | 0 | 0 | 0 | 0 | 0 | 0 | 0 | 0 | 0 | 0 | 0 | 0 | 0 | 0 | 0 | 0 | 0 | 0 | 0 | 0
geothermal | 0 | 0 | 0 | 0 | 0 | 0 | 0 | 0 | 0 | 0 | 0 | 0 | 0 | 0 | 0 | 0 | 0 | 0 | 0 | 0 | 0 | 0 | 0 | 0 | 0 | 0 | 0 | 0 | 0 | 0 | 0 | 0 | 0 | 0
petroleum | 0 | 0 | 0 | 0 | 0 | 0 | 0 | 0 | 0 | 0 | 0 | 0 | 0 | 0 | 0 | 0 | 0 | 0 | 0 | 0 | 0 | 0 | 0 | 0 | 0 | 0 | 0 | 0 | 0 | 0 | 0 | 0 | 0 | 0
natural gas peaker | 0 | 0 | 0 | 0 | 0 | 0 | 0 | 0 | 0 | 0 | 0 | 0 | 0 | 0 | 0 | 0 | 0 | 0 | 0 | 0 | 0 | 0 | 0 | 0 | 0 | 0 | 0 | 0 | 0 | 0 | 0 | 0 | 0 | 0
lignite | 0 | 0 | 0 | 0 | 0 | 0 | 0 | 0 | 0 | 0 | 0 | 0 | 0 | 0 | 0 | 0 | 0 | 0 | 0 | 0 | 0 | 0 | 0 | 0 | 0 | 0 | 0 | 0 | 0 | 0 | 0 | 0 | 0 | 0
offshore wind | 0 | 0 | 0 | 0 | 0 | 0 | 0 | 0 | 0 | 0 | 0 | 0 | 0 | 0 | 0 | 0 | 0 | 0 | 0 | 0 | 0 | 0 | 0 | 0 | 0 | 0 | 0 | 0 | 0 | 0 | 0 | 0 | 0 | 0
crude oil | 0 | 0 | 0 | 0 | 0 | 0 | 0 | 0 | 0 | 0 | 0 | 0 | 0 | 0 | 0 | 0 | 0 | 0 | 0 | 0 | 0 | 0 | 0 | 0 | 0 | 0 | 0 | 0 | 0 | 0 | 0 | 0 | 0 | 0
heavy or residual fuel oil | 0 | 0 | 0 | 0 | 0 | 0 | 0 | 0 | 0 | 0 | 0 | 0 | 0 | 0 | 0 | 0 | 0 | 0 | 0 | 0 | 0 | 0 | 0 | 0 | 0 | 0 | 0 | 0 | 0 | 0 | 0 | 0 | 0 | 0
municipal solid waste | 0 | 0 | 0 | 0 | 0 | 0 | 0 | 0 | 0 | 0 | 0 | 0 | 0 | 0 | 0 | 0 | 0 | 0 | 0 | 0 | 0 | 0 | 0 | 0 | 0 | 0 | 0 | 0 | 0 | 0 | 0 | 0 | 0 | 0
US res total | 2017 | 2018 | 2019 | 2020 | 2021 | 2022 | 2023 | 2024 | 2025 | 2026 | 2027 | 2028 | 2029 | 2030 | 2031 | 2032 | 2033 | 2034 | 2035 | 2036 | 2037 | 2038 | 2039 | 2040 | 2041 | 2042 | 2043 | 2044 | 2045 | 2046 | 2047 | 2048 | 2049 | 2050
MW*hour
hard coal | 0 | 0 | 0 | 0 | 0 | 0 | 0 | 0 | 0 | 0 | 0 | 0 | 0 | 0 | 0 | 0 | 0 | 0 | 0 | 0 | 0 | 0 | 0 | 0 | 0 | 0 | 0 | 0 | 0 | 0 | 0 | 0 | 0 | 0
natural gas nonpeaker | 0 | 0 | 0 | 0 | 0 | 0 | 0 | 0 | 0 | 0 | 0 | 0 | 0 | 0 | 0 | 0.727 | 2.619 | 7.42 | 17.896 | 36.957 | 71.15 | 134.151 | 247.932 | 457.161 | 839.535 | 1222.345 | 1608.503 | 1998.443 | 2392.166 | 2788.944 | 3188.342 | 3588.903 | 3991.211 | 4394.973
nuclear | 0 | 0 | 0 | 0 | 0 | 0 | 0 | 0 | 0 | 0 | 0 | 0 | 0 | 0 | 0 | 0 | 0 | 0 | 0 | 0 | 0 | 0 | 0 | 0 | 0 | 0 | 0 | 0 | 0 | 0 | 0 | 0 | 0 | 0
hydro | 0 | 0 | 0 | 0 | 0 | 0 | 0 | 0 | 0 | 0 | 0 | 0 | 0 | 0 | 0 | 0 | 0 | 0 | 0 | 0 | 0 | 0 | 0 | 0 | 0 | 0 | 0 | 0 | 0 | 0 | 0 | 0 | 0 | 0
onshore wind | 35135.948 | 35835.327 | 36553.57 | 37187.389 | 37735.149 | 37735.149 | 37735.149 | 37735.149 | 37735.149 | 37735.149 | 37735.149 | 37735.149 | 37738.007 | 37748.573 | 37787.876 | 47711.929 | 60199.574 | 74495.3 | 90110.489 | 107024.231 | 124964.89 | 143658.234 | 162968.262 | 182902.023 | 204128.357 | 226376.297 | 249278.107 | 272981.567 | 297867.584 | 325114.929 | 353157.471 | 381909.912 | 411274.231 | 441110.901
solar PV | 14880845.703 | 18030466.797 | 21252669.922 | 24437701.172 | 27564867.188 | 30559564.453 | 33632406.25 | 36776218.75 | 40050523.438 | 43501960.938 | 47088570.312 | 50839046.875 | 54788523.438 | 58899164.062 | 63211875 | 67712070.312 | 72413304.688 | 77327695.312 | 82440609.375 | 87840109.375 | 93492937.5 | 99423710.938 | 105596171.875 | 112019328.125 | 118698562.5 | 125654906.25 | 132923687.5 | 140474843.75 | 148431375 | 156745796.875 | 165492062.5 | 174619140.625 | 184122125 | 194017156.25
solar thermal | 0 | 0 | 0 | 0 | 0 | 0 | 0 | 0 | 0 | 0 | 0 | 0 | 0 | 0 | 0 | 0 | 0 | 0 | 0 | 0 | 0 | 0 | 0 | 0 | 0 | 0 | 0 | 0 | 0 | 0 | 0 | 0 | 0 | 0
biomass | 0 | 0 | 0 | 0 | 0 | 0 | 0 | 0 | 0 | 0 | 0 | 0 | 0 | 0 | 0 | 0 | 0 | 0 | 0 | 0 | 0 | 0 | 0 | 0 | 0 | 0 | 0 | 0 | 0 | 0 | 0 | 0 | 0 | 0
geothermal | 0 | 0 | 0 | 0 | 0 | 0 | 0 | 0 | 0 | 0 | 0 | 0 | 0 | 0 | 0 | 0 | 0 | 0 | 0 | 0 | 0 | 0 | 0 | 0 | 0 | 0 | 0 | 0 | 0 | 0 | 0 | 0 | 0 | 0
petroleum | 0 | 0 | 0 | 0 | 0 | 0 | 0 | 0 | 0 | 0 | 0 | 0 | 0 | 0 | 0 | 0 | 0 | 0 | 0 | 0 | 0 | 0 | 0 | 0 | 0 | 0 | 0 | 0 | 0 | 0 | 0 | 0 | 0 | 0
natural gas peaker | 0 | 0 | 0 | 0 | 0 | 0 | 0 | 0 | 0 | 0 | 0 | 0 | 0 | 0 | 0 | 0 | 0 | 0 | 0 | 0 | 0 | 0 | 0 | 0 | 0 | 0 | 0 | 0 | 0 | 0 | 0 | 0 | 0 | 0
lignite | 0 | 0 | 0 | 0 | 0 | 0 | 0 | 0 | 0 | 0 | 0 | 0 | 0 | 0 | 0 | 0 | 0 | 0 | 0 | 0 | 0 | 0 | 0 | 0 | 0 | 0 | 0 | 0 | 0 | 0 | 0 | 0 | 0 | 0
offshore wind | 0 | 0 | 0 | 0 | 0 | 0 | 0 | 0 | 0 | 0 | 0 | 0 | 0 | 0 | 0 | 0 | 0 | 0 | 0 | 0 | 0 | 0 | 0 | 0 | 0 | 0 | 0 | 0 | 0 | 0 | 0 | 0 | 0 | 0
crude oil | 0 | 0 | 0 | 0 | 0 | 0 | 0 | 0 | 0 | 0 | 0 | 0 | 0 | 0 | 0 | 0 | 0 | 0 | 0 | 0 | 0 | 0 | 0 | 0 | 0 | 0 | 0 | 0 | 0 | 0 | 0 | 0 | 0 | 0
heavy or residual fuel oil | 0 | 0 | 0 | 0 | 0 | 0 | 0 | 0 | 0 | 0 | 0 | 0 | 0 | 0 | 0 | 0 | 0 | 0 | 0 | 0 | 0 | 0 | 0 | 0 | 0 | 0 | 0 | 0 | 0 | 0 | 0 | 0 | 0 | 0
municipal solid waste | 0 | 0 | 0 | 0 | 0 | 0 | 0 | 0 | 0 | 0 | 0 | 0 | 0 | 0 | 0 | 0 | 0 | 0 | 0 | 0 | 0 | 0 | 0 | 0 | 0 | 0 | 0 | 0 | 0 | 0 | 0 | 0 | 0 | 0
US urban res
MW*hour | 2017 | 2018 | 2019 | 2020 | 2021 | 2022 | 2023 | 2024 | 2025 | 2026 | 2027 | 2028 | 2029 | 2030 | 2031 | 2032 | 2033 | 2034 | 2035 | 2036 | 2037 | 2038 | 2039 | 2040 | 2041 | 2042 | 2043 | 2044 | 2045 | 2046 | 2047 | 2048 | 2049 | 2050
hard coal | 0 | 0 | 0 | 0 | 0 | 0 | 0 | 0 | 0 | 0 | 0 | 0 | 0 | 0 | 0 | 0 | 0 | 0 | 0 | 0 | 0 | 0 | 0 | 0 | 0 | 0 | 0 | 0 | 0 | 0 | 0 | 0 | 0 | 0
natural gas nonpeaker | 0 | 0 | 0 | 0 | 0 | 0 | 0 | 0 | 0 | 0 | 0 | 0 | 0 | 0 | 0 | 0.58246 | 2.0983 | 5.9448 | 14.338 | 29.6094 | 57.0043 | 107.4797 | 198.6393 | 366.2703 | 672.6224 | 979.3238 | 1288.7076 | 1601.1214 | 1916.5662 | 2234.4585 | 2554.45 | 2875.3732 | 3197.6961 | 3521.184
nuclear | 0 | 0 | 0 | 0 | 0 | 0 | 0 | 0 | 0 | 0 | 0 | 0 | 0 | 0 | 0 | 0 | 0 | 0 | 0 | 0 | 0 | 0 | 0 | 0 | 0 | 0 | 0 | 0 | 0 | 0 | 0 | 0 | 0 | 0
hydro | 0 | 0 | 0 | 0 | 0 | 0 | 0 | 0 | 0 | 0 | 0 | 0 | 0 | 0 | 0 | 0 | 0 | 0 | 0 | 0 | 0 | 0 | 0 | 0 | 0 | 0 | 0 | 0 | 0 | 0 | 0 | 0 | 0 | 0
onshore wind | 28150.3746 | 28710.7061 | 29286.1513 | 29793.9572 | 30232.814 | 30232.814 | 30232.814 | 30232.814 | 30232.814 | 30232.814 | 30232.814 | 30232.814 | 30235.1037 | 30243.5691 | 30275.058 | 38226.0548 | 48230.9616 | 59684.4747 | 72195.1211 | 85746.1478 | 100119.9246 | 115096.7408 | 130567.6346 | 146538.2536 | 163544.462 | 181369.1652 | 199717.7389 | 218708.582 | 238646.8714 | 260477.0201 | 282944.2682 | 305980.2764 | 329506.5116 | 353411.1872
solar PV | 11922301.9296 | 14445729.3204 | 17027308.3047 | 19579105.7613 | 22084542.4933 | 24483847.324 | 26945760.3374 | 29464533.9731 | 32087855.9186 | 34853093.9156 | 37726629.5139 | 40731452.9532 | 43895712.0946 | 47189093.3729 | 50644370.2411 | 54249856.6713 | 58016412.47 | 61953745.7364 | 66050132.8918 | 70376128.2387 | 74905086.1358 | 79656729.4909 | 84602009.108 | 89748141.9073 | 95099440.514 | 100672754.8382 | 106496389.2238 | 112546258.0637 | 118920907.0431 | 125582292.4202 | 132589664.2872 | 139902137.2012 | 147515780.3511 | 155443525.3543
solar thermal | 0 | 0 | 0 | 0 | 0 | 0 | 0 | 0 | 0 | 0 | 0 | 0 | 0 | 0 | 0 | 0 | 0 | 0 | 0 | 0 | 0 | 0 | 0 | 0 | 0 | 0 | 0 | 0 | 0 | 0 | 0 | 0 | 0 | 0
biomass | 0 | 0 | 0 | 0 | 0 | 0 | 0 | 0 | 0 | 0 | 0 | 0 | 0 | 0 | 0 | 0 | 0 | 0 | 0 | 0 | 0 | 0 | 0 | 0 | 0 | 0 | 0 | 0 | 0 | 0 | 0 | 0 | 0 | 0
geothermal | 0 | 0 | 0 | 0 | 0 | 0 | 0 | 0 | 0 | 0 | 0 | 0 | 0 | 0 | 0 | 0 | 0 | 0 | 0 | 0 | 0 | 0 | 0 | 0 | 0 | 0 | 0 | 0 | 0 | 0 | 0 | 0 | 0 | 0
petroleum | 0 | 0 | 0 | 0 | 0 | 0 | 0 | 0 | 0 | 0 | 0 | 0 | 0 | 0 | 0 | 0 | 0 | 0 | 0 | 0 | 0 | 0 | 0 | 0 | 0 | 0 | 0 | 0 | 0 | 0 | 0 | 0 | 0 | 0
natural gas peaker | 0 | 0 | 0 | 0 | 0 | 0 | 0 | 0 | 0 | 0 | 0 | 0 | 0 | 0 | 0 | 0 | 0 | 0 | 0 | 0 | 0 | 0 | 0 | 0 | 0 | 0 | 0 | 0 | 0 | 0 | 0 | 0 | 0 | 0
lignite | 0 | 0 | 0 | 0 | 0 | 0 | 0 | 0 | 0 | 0 | 0 | 0 | 0 | 0 | 0 | 0 | 0 | 0 | 0 | 0 | 0 | 0 | 0 | 0 | 0 | 0 | 0 | 0 | 0 | 0 | 0 | 0 | 0 | 0
offshore wind | 0 | 0 | 0 | 0 | 0 | 0 | 0 | 0 | 0 | 0 | 0 | 0 | 0 | 0 | 0 | 0 | 0 | 0 | 0 | 0 | 0 | 0 | 0 | 0 | 0 | 0 | 0 | 0 | 0 | 0 | 0 | 0 | 0 | 0
crude oil | 0 | 0 | 0 | 0 | 0 | 0 | 0 | 0 | 0 | 0 | 0 | 0 | 0 | 0 | 0 | 0 | 0 | 0 | 0 | 0 | 0 | 0 | 0 | 0 | 0 | 0 | 0 | 0 | 0 | 0 | 0 | 0 | 0 | 0
heavy or residual fuel oil | 0 | 0 | 0 | 0 | 0 | 0 | 0 | 0 | 0 | 0 | 0 | 0 | 0 | 0 | 0 | 0 | 0 | 0 | 0 | 0 | 0 | 0 | 0 | 0 | 0 | 0 | 0 | 0 | 0 | 0 | 0 | 0 | 0 | 0
municipal solid waste | 0 | 0 | 0 | 0 | 0 | 0 | 0 | 0 | 0 | 0 | 0 | 0 | 0 | 0 | 0 | 0 | 0 | 0 | 0 | 0 | 0 | 0 | 0 | 0 | 0 | 0 | 0 | 0 | 0 | 0 | 0 | 0 | 0 | 0
US rural res
MW*hour | 2017 | 2018 | 2019 | 2020 | 2021 | 2022 | 2023 | 2024 | 2025 | 2026 | 2027 | 2028 | 2029 | 2030 | 2031 | 2032 | 2033 | 2034 | 2035 | 2036 | 2037 | 2038 | 2039 | 2040 | 2041 | 2042 | 2043 | 2044 | 2045 | 2046 | 2047 | 2048 | 2049 | 2050
hard coal | 0 | 0 | 0 | 0 | 0 | 0 | 0 | 0 | 0 | 0 | 0 | 0 | 0 | 0 | 0 | 0 | 0 | 0 | 0 | 0 | 0 | 0 | 0 | 0 | 0 | 0 | 0 | 0 | 0 | 0 | 0 | 0 | 0 | 0
natural gas nonpeaker | 0 | 0 | 0 | 0 | 0 | 0 | 0 | 0 | 0 | 0 | 0 | 0 | 0 | 0 | 0 | 0.14454 | 0.5207 | 1.4752 | 3.558 | 7.3476 | 14.1457 | 26.6713 | 49.2927 | 90.8907 | 166.9126 | 243.0212 | 319.7954 | 397.3216 | 475.5998 | 554.4855 | 633.892 | 713.5298 | 793.5149 | 873.789
nuclear | 0 | 0 | 0 | 0 | 0 | 0 | 0 | 0 | 0 | 0 | 0 | 0 | 0 | 0 | 0 | 0 | 0 | 0 | 0 | 0 | 0 | 0 | 0 | 0 | 0 | 0 | 0 | 0 | 0 | 0 | 0 | 0 | 0 | 0
hydro | 0 | 0 | 0 | 0 | 0 | 0 | 0 | 0 | 0 | 0 | 0 | 0 | 0 | 0 | 0 | 0 | 0 | 0 | 0 | 0 | 0 | 0 | 0 | 0 | 0 | 0 | 0 | 0 | 0 | 0 | 0 | 0 | 0 | 0
onshore wind | 6985.5734 | 7124.6209 | 7267.4187 | 7393.4318 | 7502.335 | 7502.335 | 7502.335 | 7502.335 | 7502.335 | 7502.335 | 7502.335 | 7502.335 | 7502.9033 | 7505.0039 | 7512.818 | 9485.8742 | 11968.6124 | 14810.8253 | 17915.3679 | 21278.0832 | 24844.9654 | 28561.4932 | 32400.6274 | 36363.7694 | 40583.895 | 45007.1318 | 49560.3681 | 54272.985 | 59220.7126 | 64637.9089 | 70213.2028 | 75929.6356 | 81767.7194 | 87699.7138
solar PV | 2958543.7734 | 3584737.4766 | 4225361.6173 | 4858595.4107 | 5480324.6947 | 6075717.129 | 6686645.9126 | 7311684.7769 | 7962667.5194 | 8648867.0224 | 9361940.7981 | 10107593.9218 | 10892811.3434 | 11710070.6891 | 12567504.7589 | 13462213.6407 | 14396892.218 | 15373949.5756 | 16390476.4832 | 17463981.1363 | 18587851.3642 | 19766981.4471 | 20994162.767 | 22271186.2177 | 23599121.986 | 24982151.4118 | 26427298.2762 | 27928585.6863 | 29510467.9569 | 31163504.4548 | 32902398.2128 | 34717003.4238 | 36606344.6489 | 38573630.8957
solar thermal | 0 | 0 | 0 | 0 | 0 | 0 | 0 | 0 | 0 | 0 | 0 | 0 | 0 | 0 | 0 | 0 | 0 | 0 | 0 | 0 | 0 | 0 | 0 | 0 | 0 | 0 | 0 | 0 | 0 | 0 | 0 | 0 | 0 | 0
biomass | 0 | 0 | 0 | 0 | 0 | 0 | 0 | 0 | 0 | 0 | 0 | 0 | 0 | 0 | 0 | 0 | 0 | 0 | 0 | 0 | 0 | 0 | 0 | 0 | 0 | 0 | 0 | 0 | 0 | 0 | 0 | 0 | 0 | 0
geothermal | 0 | 0 | 0 | 0 | 0 | 0 | 0 | 0 | 0 | 0 | 0 | 0 | 0 | 0 | 0 | 0 | 0 | 0 | 0 | 0 | 0 | 0 | 0 | 0 | 0 | 0 | 0 | 0 | 0 | 0 | 0 | 0 | 0 | 0
petroleum | 0 | 0 | 0 | 0 | 0 | 0 | 0 | 0 | 0 | 0 | 0 | 0 | 0 | 0 | 0 | 0 | 0 | 0 | 0 | 0 | 0 | 0 | 0 | 0 | 0 | 0 | 0 | 0 | 0 | 0 | 0 | 0 | 0 | 0
natural gas peaker | 0 | 0 | 0 | 0 | 0 | 0 | 0 | 0 | 0 | 0 | 0 | 0 | 0 | 0 | 0 | 0 | 0 | 0 | 0 | 0 | 0 | 0 | 0 | 0 | 0 | 0 | 0 | 0 | 0 | 0 | 0 | 0 | 0 | 0
lignite | 0 | 0 | 0 | 0 | 0 | 0 | 0 | 0 | 0 | 0 | 0 | 0 | 0 | 0 | 0 | 0 | 0 | 0 | 0 | 0 | 0 | 0 | 0 | 0 | 0 | 0 | 0 | 0 | 0 | 0 | 0 | 0 | 0 | 0
offshore wind | 0 | 0 | 0 | 0 | 0 | 0 | 0 | 0 | 0 | 0 | 0 | 0 | 0 | 0 | 0 | 0 | 0 | 0 | 0 | 0 | 0 | 0 | 0 | 0 | 0 | 0 | 0 | 0 | 0 | 0 | 0 | 0 | 0 | 0
crude oil | 0 | 0 | 0 | 0 | 0 | 0 | 0 | 0 | 0 | 0 | 0 | 0 | 0 | 0 | 0 | 0 | 0 | 0 | 0 | 0 | 0 | 0 | 0 | 0 | 0 | 0 | 0 | 0 | 0 | 0 | 0 | 0 | 0 | 0
heavy or residual fuel oil | 0 | 0 | 0 | 0 | 0 | 0 | 0 | 0 | 0 | 0 | 0 | 0 | 0 | 0 | 0 | 0 | 0 | 0 | 0 | 0 | 0 | 0 | 0 | 0 | 0 | 0 | 0 | 0 | 0 | 0 | 0 | 0 | 0 | 0
municipal solid waste | 0 | 0 | 0 | 0 | 0 | 0 | 0 | 0 | 0 | 0 | 0 | 0 | 0 | 0 | 0 | 0 | 0 | 0 | 0 | 0 | 0 | 0 | 0 | 0 | 0 | 0 | 0 | 0 | 0 | 0 | 0 | 0 | 0 | 0
US comm
MW*hour | 2017 | 2018 | 2019 | 2020 | 2021 | 2022 | 2023 | 2024 | 2025 | 2026 | 2027 | 2028 | 2029 | 2030 | 2031 | 2032 | 2033 | 2034 | 2035 | 2036 | 2037 | 2038 | 2039 | 2040 | 2041 | 2042 | 2043 | 2044 | 2045 | 2046 | 2047 | 2048 | 2049 | 2050
hard coal | 0 | 0 | 0 | 0 | 0 | 0 | 0 | 0 | 0 | 0 | 0 | 0 | 0 | 0 | 0 | 0 | 0 | 0 | 0 | 0 | 0 | 0 | 0 | 0 | 0 | 0 | 0 | 0 | 0 | 0 | 0 | 0 | 0 | 0
natural gas nonpeaker | 16177933.594 | 16756650.391 | 17439539.062 | 18110050.781 | 18810601.562 | 19557183.594 | 20359363.281 | 21246251.953 | 22291703.125 | 23506273.438 | 24844185.547 | 26312654.297 | 27610535.156 | 29047273.438 | 30570345.703 | 32229330.078 | 33974585.938 | 35812472.656 | 37748156.25 | 39816253.906 | 42007269.531 | 44297210.938 | 46673523.438 | 49088343.75 | 51651132.812 | 54320011.719 | 57141066.406 | 60104453.125 | 63244546.875 | 66618031.25 | 69986726.562 | 73339132.812 | 76658328.125 | 79927125
nuclear | 0 | 0 | 0 | 0 | 0 | 0 | 0 | 0 | 0 | 0 | 0 | 0 | 0 | 0 | 0 | 0 | 0 | 0 | 0 | 0 | 0 | 0 | 0 | 0 | 0 | 0 | 0 | 0 | 0 | 0 | 0 | 0 | 0 | 0
hydro | 0 | 0 | 0 | 0 | 0 | 0 | 0 | 0 | 0 | 0 | 0 | 0 | 0 | 0 | 0 | 0 | 0 | 0 | 0 | 0 | 0 | 0 | 0 | 0 | 0 | 0 | 0 | 0 | 0 | 0 | 0 | 0 | 0 | 0
onshore wind | 741380.31 | 741477.051 | 741714.539 | 741790.527 | 741799.683 | 741835.51 | 741835.51 | 741835.51 | 741835.51 | 741835.51 | 741835.51 | 741838.257 | 741853.333 | 741971.252 | 742325.073 | 744351.99 | 751330.444 | 772408.569 | 819302.673 | 894729.065 | 997187.988 | 1115740.967 | 1244260.742 | 1377517.7 | 1514331.421 | 1653175.049 | 1795163.94 | 1938804.077 | 2084045.41 | 2231194.336 | 2377954.59 | 2524559.326 | 2671951.66 | 2817965.332
solar PV | 13242470.703 | 15531702.148 | 18760041.016 | 22169593.75 | 25543097.656 | 28592371.094 | 31122515.625 | 32853156.25 | 33597281.25 | 34466019.531 | 35454359.375 | 36569457.031 | 37809468.75 | 39130644.531 | 40525328.125 | 42002328.125 | 43546785.156 | 45158597.656 | 46838054.688 | 48589574.219 | 50401722.656 | 52269750 | 54189359.375 | 56133019.531 | 58119582.031 | 60117332.031 | 62142058.594 | 64188617.188 | 66264210.938 | 68368460.938 | 70506773.438 | 72678437.5 | 74874718.75 | 77065828.125
solar thermal | 0 | 0 | 0 | 0 | 0 | 0 | 0 | 0 | 0 | 0 | 0 | 0 | 0 | 0 | 0 | 0 | 0 | 0 | 0 | 0 | 0 | 0 | 0 | 0 | 0 | 0 | 0 | 0 | 0 | 0 | 0 | 0 | 0 | 0
biomass | 0 | 0 | 0 | 0 | 0 | 0 | 0 | 0 | 0 | 0 | 0 | 0 | 0 | 0 | 0 | 0 | 0 | 0 | 0 | 0 | 0 | 0 | 0 | 0 | 0 | 0 | 0 | 0 | 0 | 0 | 0 | 0 | 0 | 0
geothermal | 0 | 0 | 0 | 0 | 0 | 0 | 0 | 0 | 0 | 0 | 0 | 0 | 0 | 0 | 0 | 0 | 0 | 0 | 0 | 0 | 0 | 0 | 0 | 0 | 0 | 0 | 0 | 0 | 0 | 0 | 0 | 0 | 0 | 0
petroleum | 109012.314 | 104790.1 | 104790.1 | 104790.1 | 104790.1 | 104790.1 | 104790.1 | 104790.1 | 104790.1 | 104790.1 | 104790.1 | 104790.1 | 104790.1 | 104790.1 | 104790.1 | 104790.1 | 104838.776 | 104887.444 | 104984.779 | 105082.123 | 105204.788 | 105398.361 | 105593.262 | 105837.631 | 106202.774 | 106617.218 | 107226.501 | 107909.698 | 108691.681 | 109646.675 | 110675.728 | 111655.304 | 112709.091 | 113738.129
natural gas peaker | 0 | 0 | 0 | 0 | 0 | 0 | 0 | 0 | 0 | 0 | 0 | 0 | 0 | 0 | 0 | 0 | 0 | 0 | 0 | 0 | 0 | 0 | 0 | 0 | 0 | 0 | 0 | 0 | 0 | 0 | 0 | 0 | 0 | 0
lignite | 0 | 0 | 0 | 0 | 0 | 0 | 0 | 0 | 0 | 0 | 0 | 0 | 0 | 0 | 0 | 0 | 0 | 0 | 0 | 0 | 0 | 0 | 0 | 0 | 0 | 0 | 0 | 0 | 0 | 0 | 0 | 0 | 0 | 0
offshore wind | 0 | 0 | 0 | 0 | 0 | 0 | 0 | 0 | 0 | 0 | 0 | 0 | 0 | 0 | 0 | 0 | 0 | 0 | 0 | 0 | 0 | 0 | 0 | 0 | 0 | 0 | 0 | 0 | 0 | 0 | 0 | 0 | 0 | 0
crude oil | 0 | 0 | 0 | 0 | 0 | 0 | 0 | 0 | 0 | 0 | 0 | 0 | 0 | 0 | 0 | 0 | 0 | 0 | 0 | 0 | 0 | 0 | 0 | 0 | 0 | 0 | 0 | 0 | 0 | 0 | 0 | 0 | 0 | 0
heavy or residual fuel oil | 0 | 0 | 0 | 0 | 0 | 0 | 0 | 0 | 0 | 0 | 0 | 0 | 0 | 0 | 0 | 0 | 0 | 0 | 0 | 0 | 0 | 0 | 0 | 0 | 0 | 0 | 0 | 0 | 0 | 0 | 0 | 0 | 0 | 0
municipal solid waste | 0 | 0 | 0 | 0 | 0 | 0 | 0 | 0 | 0 | 0 | 0 | 0 | 0 | 0 | 0 | 0 | 0 | 0 | 0 | 0 | 0 | 0 | 0 | 0 | 0 | 0 | 0 | 0 | 0 | 0 | 0 | 0 | 0 | 0

## OR BDEQ-BDESC calcs
OR comm
MW | 2017 | 2018 | 2019 | 2020 | 2021 | 2022 | 2023 | 2024 | 2025 | 2026 | 2027 | 2028 | 2029 | 2030 | 2031 | 2032 | 2033 | 2034 | 2035 | 2036 | 2037 | 2038 | 2039 | 2040 | 2041 | 2042 | 2043 | 2044 | 2045 | 2046 | 2047 | 2048 | 2049 | 2050
hard coal
natural gas nonpeaker | 25.8479 | 26.7723 | 27.8632 | 28.9343 | 30.0534 | 31.246 | 32.5274 | 33.9442 | 35.6142 | 37.5544 | 39.6916 | 42.0374 | 44.1107 | 46.4058 | 48.8388 | 51.4889 | 54.2768 | 57.2127 | 60.3049 | 63.6085 | 67.1085 | 70.7665 | 74.5625 | 78.42 | 82.5139 | 86.7773 | 91.2837 | 96.0175 | 101.0336 | 106.4226 | 111.8038 | 117.1591 | 122.4612 | 127.6829
nuclear
hydro
onshore wind | 14.2249 | 14.2265 | 14.2305 | 14.2318 | 14.2319 | 14.2325 | 14.2325 | 14.2325 | 14.2325 | 14.2325 | 14.2325 | 14.2326 | 14.2328 | 14.2348 | 14.2407 | 14.2748 | 14.3923 | 14.7473 | 15.5386 | 16.8158 | 18.5508 | 20.5578 | 22.7337 | 24.9905 | 27.3078 | 29.6604 | 32.0674 | 34.5064 | 36.9803 | 39.5014 | 42.0164 | 44.5294 | 47.056 | 49.5601
solar PV | 34.4916 | 40.409 | 48.7362 | 57.5304 | 66.2462 | 74.1277 | 80.6422 | 85.0634 | 86.8963 | 89.0409 | 91.4829 | 94.2376 | 97.297 | 100.5552 | 103.9927 | 107.6329 | 111.4421 | 115.4203 | 119.5655 | 123.8865 | 128.3587 | 132.9674 | 137.704 | 142.5 | 147.4025 | 152.3336 | 157.3317 | 162.3844 | 167.5092 | 172.705 | 177.9855 | 183.348 | 188.7719 | 194.1836
solar thermal
biomass
geothermal
petroleum | 0.0070255 | 0.0070255 | 0.0070255 | 0.0070255 | 0.0070255 | 0.0070255 | 0.0070255 | 0.0070255 | 0.0070255 | 0.0070255 | 0.0070255 | 0.0070255 | 0.0070255 | 0.0070255 | 0.0070255 | 0.0070255 | 0.0070288 | 0.007032 | 0.0070385 | 0.007045 | 0.0070532 | 0.0070661 | 0.0070791 | 0.0070955 | 0.0071199 | 0.0071475 | 0.0071882 | 0.0072339 | 0.0072861 | 0.0073499 | 0.0074186 | 0.0074841 | 0.0075544 | 0.0076232
natural gas peaker
lignite
offshore wind
crude oil
heavy or residual fuel oil
municipal solid waste
OR total res
MW | 2017 | 2018 | 2019 | 2020 | 2021 | 2022 | 2023 | 2024 | 2025 | 2026 | 2027 | 2028 | 2029 | 2030 | 2031 | 2032 | 2033 | 2034 | 2035 | 2036 | 2037 | 2038 | 2039 | 2040 | 2041 | 2042 | 2043 | 2044 | 2045 | 2046 | 2047 | 2048 | 2049 | 2050
hard coal | 0 | 0 | 0 | 0 | 0 | 0 | 0 | 0 | 0 | 0 | 0 | 0 | 0 | 0 | 0 | 0 | 0 | 0 | 0 | 0 | 0 | 0 | 0 | 0 | 0 | 0 | 0 | 0 | 0 | 0 | 0 | 0 | 0 | 0
natural gas nonpeaker | 0 | 0 | 0 | 0 | 0 | 0 | 0 | 0 | 0 | 0 | 0 | 0 | 0 | 0 | 0 | 2.9053e-06 | 1.0459e-05 | 2.9634e-05 | 7.1471e-05 | 0.00014759 | 0.00028414 | 0.00053574 | 0.00099014 | 0.0018257 | 0.0033528 | 0.0048815 | 0.0064237 | 0.0079809 | 0.0095533 | 0.011138 | 0.012733 | 0.014333 | 0.015939 | 0.017552 | 0 | 0 | 0 | 0 | 0 | 0 | 0 | 0 | 0 | 0 | 0 | 0 | 0 | 0 | 0 | 0 | 0 | 0 | 0 | 0 | 0 | 0 | 0 | 0 | 0 | 0 | 0 | 0 | 0 | 0 | 0 | 0 | 0 | 0 | 0 | 0 | 0 | 0 | 0 | 0 | 0 | 0 | 0 | 0 | 0 | 0 | 0 | 0 | 0 | 0 | 0 | 0 | 0 | 0 | 0 | 0 | 0 | 0 | 0 | 0 | 0 | 0 | 0 | 0 | 0 | 0 | 0 | 0 | 0 | 0 | 0 | 0 | 0 | 0 | 0 | 0 | 0 | 0 | 0 | 0 | 0 | 0 | 0 | 0 | 0 | 0 | 0 | 0 | 0 | 0 | 0 | 0 | 0 | 0 | 0 | 0 | 0 | 0 | 0 | 0 | 0 | 0 | 0 | 0 | 0 | 0 | 0 | 0 | 0 | 0 | 0 | 0 | 0 | 0 | 0 | 0 | 0 | 0 | 0 | 0 | 0 | 0 | 0 | 0 | 0 | 0 | 0 | 0 | 0 | 0 | 0 | 0 | 0 | 0 | 0 | 0 | 0 | 0 | 0 | 0 | 0 | 0 | 0 | 0 | 0 | 0 | 0 | 0 | 0 | 0 | 0 | 0 | 0 | 0 | 0 | 0 | 0 | 0 | 0 | 0 | 0 | 0 | 0 | 0 | 0 | 0 | 0 | 0 | 0 | 0 | 0 | 0 | 0 | 0 | 0 | 0 | 0 | 0 | 0 | 0 | 0 | 0 | 0 | 0 | 0 | 0 | 0 | 0 | 0 | 0 | 0 | 0 | 0 | 0 | 0 | 0 | 0 | 0 | 0 | 0 | 0 | 0 | 0 | 0 | 0 | 0 | 0 | 0 | 0 | 0 | 0 | 0 | 0 | 0 | 0 | 0 | 0 | 0 | 0 | 0 | 0 | 0 | 0 | 0 | 0 | 0 | 0 | 0 | 0 | 0 | 0 | 0 | 0 | 0 | 0 | 0 | 0 | 0 | 0 | 0 | 0 | 0 | 0 | 0 | 0 | 0 | 0 | 0 | 0 | 0 | 0 | 0 | 0 | 0 | 0 | 0 | 0 | 0 | 0 | 0 | 0 | 0 | 0 | 0 | 0 | 0 | 0 | 0 | 0 | 0 | 0 | 0 | 0 | 0 | 0 | 0 | 0 | 0 | 0 | 0 | 0 | 0 | 0 | 0 | 0 | 0 | 0 | 0 | 0 | 0 | 0 | 0 | 0 | 0 | 0 | 0 | 0 | 0 | 0 | 0 | 0 | 0 | 0 | 0 | 0 | 0 | 0 | 0 | 0 | 0 | 0 | 0 | 0 | 0 | 0 | 0 | 0 | 0 | 0 | 0 | 0 | 0 | 0 | 0 | 0 | 0 | 0 | 0 | 0 | 0 | 0 | 0 | 0 | 0 | 0 | 0 | 0 | 0 | 0 | 0 | 0 | 0 | 0 | 0 | 0 | 0 | 0 | 0 | 0 | 0 | 0 | 0 | 0 | 0 | 0 | 0 | 0 | 0 | 0 | 0 | 0 | 0 | 0 | 0 | 0 | 0 | 0 | 0 | 0 | 0 | 0 | 0 | 0 | 0 | 0 | 0 | 0 | 0 | 0 | 0 | 0 | 0 | 0 | 0 | 0 | 0 | 0 | 0 | 0 | 0 | 0 | 0 | 0 | 0 | 0 | 0 | 0 | 0 | 0 | 0 | 0 | 0 | 0 | 0 | 0 | 0 | 0 | 0 | 0 | 0 | 0 | 0 | 0 | 0 | 0 | 0 | 0 | 0 | 0 | 0 | 0 | 0 | 0 | 0 | 0 | 0 | 0 | 0 | 0 | 0 | 0 | 0 | 0 | 0 | 0 | 0 | 0 | 0 | 0 | 0 | 0 | 0 | 0 | 0 | 0 | 0 | 0 | 0 | 0 | 0 | 0 | 0 | 0 | 0 | 0 | 0 | 0 | 0 | 0 | 0 | 0 | 0 | 0 | 0 | 0 | 0 | 0 | 0 | 0 | 0 | 0 | 0 | 0 | 0 | 0 | 0 | 0 | 0 | 0 | 0 | 0 | 0 | 0 | 0 | 0 | 0 | 0 | 0 | 0 | 0 | 0 | 0 | 0 | 0 | 0 | 0 | 0 | 0 | 0 | 0 | 0 | 0 | 0 | 0 | 0 | 0 | 0 | 0 | 0 | 0 | 0 | 0 | 0 | 0 | 0 | 0 | 0 | 0 | 0 | 0 | 0 | 0 | 0 | 0 | 0 | 0 | 0 | 0 | 0 | 0 | 0 | 0 | 0 | 0 | 0 | 0 | 0 | 0 | 0 | 0 | 0 | 0 | 0 | 0 | 0 | 0 | 0 | 0 | 0 | 0 | 0 | 0 | 0 | 0 | 0 | 0 | 0 | 0 | 0 | 0 | 0 | 0 | 0 | 0 | 0 | 0 | 0 | 0 | 0 | 0 | 0 | 0 | 0 | 0 | 0 | 0 | 0 | 0 | 0 | 0 | 0 | 0 | 0 | 0 | 0 | 0 | 0 | 0 | 0 | 0 | 0 | 0 | 0 | 0 | 0 | 0 | 0 | 0 | 0 | 0 | 0 | 0 | 0 | 0 | 0 | 0 | 0 | 0 | 0 | 0 | 0 | 0 | 0 | 0 | 0 | 0 | 0 | 0 | 0 | 0 | 0 | 0 | 0 | 0 | 0 | 0 | 0 | 0 | 0 | 0 | 0 | 0 | 0 | 0 | 0 | 0 | 0 | 0 | 0 | 0 | 0 | 0 | 0 | 0 | 0 | 0 | 0 | 0 | 0 | 0 | 0 | 0 | 0 | 0 | 0 | 0 | 0 | 0 | 0 | 0 | 0 | 0 | 0 | 0 | 0 | 0 | 0 | 0 | 0 | 0 | 0 | 0 | 0 | 0 | 0 | 0 | 0 | 0 | 0 | 0 | 0 | 0 | 0 | 0 | 0 | 0 | 0 | 0 | 0 | 0 | 0 | 0 | 0 | 0 | 0 | 0 | 0 | 0 | 0 | 0 | 0 | 0 | 0 | 0 | 0 | 0 | 0 | 0 | 0 | 0 | 0 | 0 | 0 | 0 | 0 | 0 | 0 | 0 | 0 | 0 | 0 | 0 | 0 | 0 | 0 | 0 | 0 | 0 | 0 | 0 | 0 | 0 | 0 | 0 | 0 | 0 | 0 | 0 | 0 | 0 | 0 | 0 | 0 | 0 | 0 | 0 | 0 | 0 | 0 | 0 | 0 | 0 | 0 | 0 | 0 | 0 | 0 | 0 | 0 | 0 | 0 | 0 | 0 | 0 | 0 | 0 | 0 | 0 | 0 | 0 | 0 | 0 | 0 | 0 | 0 | 0 | 0 | 0 | 0 | 0 | 0 | 0 | 0 | 0 | 0 | 0 | 0 | 0 | 0 | 0 | 0 | 0 | 0 | 0 | 0 | 0 | 0 | 0 | 0 | 0 | 0 | 0 | 0 | 0 | 0 | 0 | 0 | 0 | 0 | 0 | 0 | 0 | 0 | 0 | 0 | 0 | 0 | 0 | 0 | 0 | 0 | 0 | 0 | 0 | 0 | 0 | 0 | 0 | 0 | 0 | 0 | 0 | 0 | 0 | 0 | 0 | 0 | 0 | 0 | 0 | 0 | 0 | 0 | 0 | 0 | 0 | 0 | 0 | 0 | 0 | 0 | 0 | 0 | 0 | 0 | 0 | 0 | 0 | 0 | 0 | 0 | 0 | 0 | 0 | 0 | 0 | 0 | 0 | 0 | 0 | 0 | 0 | 0 | 0 | 0 | 0 | 0 | 0 | 0 | 0 | 0 | 0 | 0 | 0 | 0 | 0 | 0 | 0 | 0 | 0 | 0 | 0 | 0 | 0 | 0 | 0 | 0 | 0 | 0 | 0 | 0 | 0 | 0 | 0 | 0 | 0 | 0 | 0 | 0 | 0 | 0 | 0 | 0 | 0 | 0 | 0 | 0 | 0 | 0 | 0 | 0 | 0 | 0 | 0 | 0 | 0 | 0 | 0 | 0 | 0 | 0 | 0 | 0 | 0 | 0 | 0 | 0 | 0 | 0 | 0 | 0 | 0 | 0 | 0 | 0 | 0 | 0 | 0 | 0 | 0 | 0 | 0 | 0 | 0 | 0 | 0 | 0 | 0 | 0 | 0 | 0 | 0 | 0 | 0 | 0 | 0 | 0 | 0 | 0 | 0 | 0 | 0 | 0 | 0 | 0 | 0 | 0 | 0 | 0 | 0 | 0 | 0 | 0 | 0 | 0 | 0 | 0 | 0 | 0 | 0 | 0 | 0 | 0 | 0 | 0 | 0 | 0 | 0 | 0 | 0 | 0 | 0 | 0 | 0 | 0 | 0 | 0 | 0 | 0 | 0 | 0 | 0 | 0 | 0 | 0 | 0 | 0 | 0 | 0 | 0 | 0 | 0 | 0 | 0 | 0 | 0 | 0 | 0 | 0 | 0 | 0 | 0 | 0 | 0 | 0 | 0 | 0 | 0 | 0 | 0 | 0 | 0 | 0 | 0 | 0 | 0 | 0 | 0 | 0 | 0 | 0 | 0 | 0 | 0 | 0 | 0 | 0 | 0 | 0 | 0 | 0 | 0 | 0 | 0 | 0 | 0 | 0 | 0 | 0 | 0 | 0 | 0 | 0 | 0 | 0 | 0 | 0 | 0 | 0 | 0 | 0 | 0 | 0 | 0 | 0 | 0 | 0 | 0 | 0 | 0 | 0 | 0 | 0 | 0 | 0 | 0 | 0 | 0 | 0 | 0 | 0 | 0 | 0 | 0 | 0 | 0 | 0 | 0 | 0 | 0 | 0 | 0 | 0 | 0 | 0 | 0 | 0 | 0 | 0 | 0 | 0 | 0 | 0 | 0 | 0 | 0 | 0 | 0 | 0 | 0 | 0 | 0 | 0 | 0 | 0 | 0 | 0 | 0 | 0 | 0 | 0 | 0 | 0 | 0 | 0 | 0 | 0 | 0 | 0 | 0 | 0 | 0 | 0 | 0 | 0 | 0 | 0 | 0 | 0 | 0 | 0 | 0 | 0 | 0 | 0 | 0 | 0 | 0 | 0 | 0 | 0 | 0 | 0 | 0 | 0 | 0 | 0 | 0 | 0 | 0 | 0 | 0 | 0 | 0 | 0 | 0 | 0 | 0 | 0 | 0 | 0 | 0 | 0 | 0 | 0 | 0 | 0 | 0 | 0 | 0 | 0 | 0 | 0 | 0 | 0 | 0 | 0 | 0 | 0 | 0 | 0 | 0 | 0 | 0 | 0 | 0 | 0 | 0 | 0 | 0 | 0 | 0 | 0 | 0 | 0 | 0 | 0 | 0 | 0 | 0 | 0 | 0 | 0 | 0 | 0 | 0 | 0 | 0 | 0 | 0 | 0 | 0 | 0 | 0 | 0 | 0 | 0 | 0 | 0 | 0 | 0 | 0 | 0 | 0 | 0 | 0 | 0 | 0 | 0 | 0 | 0 | 0 | 0 | 0 | 0 | 0 | 0 | 0 | 0 | 0 | 0 | 0 | 0 | 0 | 0 | 0 | 0 | 0 | 0 | 0 | 0 | 0 | 0 | 0 | 0 | 0 | 0 | 0 | 0 | 0 | 0 | 0 | 0 | 0 | 0 | 0 | 0 | 0 | 0 | 0 | 0 | 0 | 0 | 0 | 0 | 0 | 0 | 0 | 0 | 0 | 0 | 0 | 0 | 0 | 0 | 0 | 0 | 0 | 0 | 0 | 0 | 0 | 0 | 0 | 0 | 0 | 0 | 0 | 0 | 0 | 0 | 0 | 0 | 0 | 0 | 0 | 0 | 0 | 0 | 0 | 0 | 0 | 0 | 0 | 0 | 0 | 0 | 0 | 0 | 0 | 0 | 0 | 0 | 0 | 0 | 0 | 0 | 0 | 0 | 0 | 0 | 0 | 0 | 0 | 0 | 0 | 0 | 0 | 0 | 0 | 0 | 0 | 0 | 0 | 0 | 0 | 0 | 0 | 0 | 0 | 0 | 0 | 0 | 0 | 0 | 0 | 0 | 0 | 0 | 0 | 0 | 0 | 0 | 0 | 0 | 0 | 0 | 0 | 0 | 0 | 0 | 0 | 0 | 0 | 0 | 0 | 0 | 0 | 0 | 0 | 0 | 0 | 0 | 0 | 0 | 0 | 0 | 0 | 0 | 0 | 0 | 0 | 0 | 0 | 0 | 0 | 0 | 0 | 0 | 0 | 0 | 0 | 0 | 0 | 0 | 0 | 0 | 0 | 0 | 0 | 0 | 0 | 0 | 0 | 0 | 0 | 0 | 0 | 0 | 0 | 0 | 0 | 0 | 0 | 0 | 0 | 0 | 0 | 0 | 0 | 0 | 0 | 0 | 0 | 0 | 0 | 0 | 0 | 0 | 0 | 0 | 0 | 0 | 0 | 0 | 0 | 0 | 0 | 0 | 0 | 0 | 0 | 0 | 0 | 0 | 0 | 0 | 0 | 0 | 0 | 0 | 0 | 0 | 0 | 0 | 0 | 0 | 0 | 0 | 0 | 0 | 0 | 0 | 0 | 0 | 0 | 0 | 0 | 0 | 0 | 0 | 0 | 0 | 0 | 0 | 0 | 0 | 0 | 0 | 0 | 0 | 0 | 0 | 0 | 0 | 0 | 0 | 0 | 0 | 0 | 0 | 0 | 0 | 0 | 0 | 0 | 0 | 0 | 0 | 0 | 0 | 0 | 0 | 0 | 0 | 0 | 0 | 0 | 0 | 0 | 0 | 0 | 0 | 0 | 0 | 0 | 0 | 0 | 0 | 0 | 0 | 0 | 0 | 0 | 0 | 0 | 0 | 0 | 0 | 0 | 0 | 0 | 0 | 0 | 0 | 0 | 0 | 0 | 0 | 0 | 0 | 0 | 0 | 0 | 0 | 0 | 0 | 0 | 0 | 0 | 0 | 0 | 0 | 0 | 0 | 0 | 0 | 0 | 0 | 0 | 0 | 0 | 0 | 0 | 0 | 0 | 0 | 0 | 0 | 0 | 0 | 0 | 0 | 0 | 0 | 0 | 0 | 0 | 0 | 0 | 0 | 0 | 0 | 0 | 0 | 0 | 0 | 0 | 0 | 0 | 0 | 0 | 0 | 0 | 0 | 0 | 0 | 0 | 0 | 0 | 0 | 0 | 0 | 0 | 0 | 0 | 0 | 0 | 0 | 0 | 0 | 0 | 0 | 0 | 0 | 0 | 0 | 0 | 0 | 0 | 0 | 0 | 0 | 0 | 0 | 0 | 0 | 0 | 0 | 0 | 0 | 0 | 0 | 0 | 0 | 0 | 0 | 0 | 0 | 0 | 0 | 0 | 0 | 0 | 0 | 0 | 0 | 0 | 0 | 0 | 0 | 0 | 0 | 0 | 0 | 0 | 0 | 0 | 0 | 0 | 0 | 0 | 0 | 0 | 0 | 0 | 0 | 0 | 0 | 0 | 0 | 0 | 0 | 0 | 0 | 0 | 0 | 0 | 0 | 0 | 0 | 0 | 0 | 0 | 0 | 0 | 0 | 0 | 0 | 0 | 0 | 0 | 0 | 0 | 0 | 0 | 0 | 0 | 0 | 0 | 0 | 0 | 0 | 0 | 0 | 0 | 0 | 0 | 0 | 0 | 0 | 0 | 0 | 0 | 0 | 0 | 0 | 0 | 0 | 0 | 0 | 0 | 0 | 0 | 0 | 0 | 0 | 0 | 0 | 0 | 0 | 0 | 0 | 0 | 0 | 0 | 0 | 0 | 0 | 0 | 0 | 0 | 0 | 0 | 0 | 0 | 0 | 0 | 0 | 0 | 0 | 0 | 0 | 0 | 0 | 0 | 0 | 0 | 0 | 0 | 0 | 0 | 0 | 0 | 0 | 0 | 0 | 0 | 0 | 0 | 0 | 0 | 0 | 0 | 0 | 0 | 0 | 0 | 0 | 0 | 0 | 0 | 0 | 0 | 0 | 0 | 0 | 0 | 0 | 0 | 0 | 0 | 0 | 0 | 0 | 0 | 0 | 0 | 0 | 0 | 0 | 0 | 0 | 0 | 0 | 0 | 0 | 0 | 0 | 0 | 0 | 0 | 0 | 0 | 0 | 0 | 0 | 0 | 0 | 0 | 0 | 0 | 0 | 0 | 0 | 0 | 0 | 0 | 0 | 0 | 0 | 0 | 0 | 0 | 0 | 0 | 0 | 0 | 0 | 0 | 0 | 0 | 0 | 0 | 0 | 0 | 0 | 0 | 0 | 0 | 0 | 0 | 0 | 0 | 0 | 0 | 0 | 0 | 0 | 0 | 0 | 0 | 0 | 0 | 0 | 0 | 0 | 0 | 0 | 0 | 0 | 0 | 0 | 0 | 0 | 0 | 0 | 0 | 0 | 0 | 0 | 0 | 0 | 0 | 0 | 0 | 0 | 0 | 0 | 0 | 0 | 0 | 0 | 0 | 0 | 0 | 0 | 0 | 0 | 0 | 0 | 0 | 0 | 0 | 0 | 0 | 0 | 0 | 0 | 0 | 0 | 0 | 0 | 0 | 0 | 0 | 0 | 0 | 0 | 0 | 0 | 0 | 0 | 0 | 0 | 0 | 0 | 0 | 0 | 0 | 0 | 0 | 0 | 0 | 0 | 0 | 0 | 0 | 0 | 0 | 0 | 0 | 0 | 0 | 0 | 0 | 0 | 0 | 0 | 0 | 0 | 0 | 0 | 0 | 0 | 0 | 0 | 0 | 0 | 0 | 0 | 0 | 0 | 0 | 0 | 0 | 0 | 0 | 0 | 0 | 0 | 0 | 0 | 0 | 0 | 0 | 0 | 0 | 0 | 0 | 0 | 0 | 0 | 0 | 0 | 0 | 0 | 0 | 0 | 0 | 0 | 0 | 0 | 0 | 0 | 0 | 0 | 0 | 0 | 0 | 0 | 0 | 0 | 0 | 0 | 0 | 0 | 0 | 0 | 0 | 0 | 0 | 0 | 0 | 0 | 0 | 0 | 0 | 0 | 0 | 0 | 0 | 0 | 0 | 0 | 0 | 0 | 0 | 0 | 0 | 0 | 0 | 0 | 0 | 0 | 0 | 0 | 0 | 0 | 0 | 0 | 0 | 0 | 0 | 0 | 0 | 0 | 0 | 0 | 0 | 0 | 0 | 0 | 0 | 0 | 0 | 0 | 0 | 0 | 0 | 0 | 0 | 0 | 0 | 0 | 0 | 0 | 0 | 0 | 0 | 0 | 0 | 0 | 0 | 0 | 0 | 0 | 0 | 0 | 0 | 0 | 0 | 0 | 0 | 0 | 0 | 0 | 0 | 0 | 0 | 0 | 0 | 0 | 0 | 0 | 0 | 0 | 0 | 0 | 0 | 0 | 0 | 0 | 0 | 0 | 0 | 0 | 0 | 0 | 0 | 0 | 0 | 0 | 0 | 0 | 0 | 0 | 0 | 0 | 0 | 0 | 0 | 0 | 0 | 0 | 0 | 0 | 0 | 0 | 0 | 0 | 0 | 0 | 0 | 0 | 0 | 0 | 0 | 0 | 0 | 0 | 0 | 0 | 0 | 0 | 0 | 0 | 0 | 0 | 0 | 0 | 0 | 0 | 0 | 0 | 0 | 0 | 0 | 0 | 0 | 0 | 0 | 0 | 0 | 0 | 0 | 0 | 0 | 0 | 0 | 0 | 0 | 0 | 0 | 0 | 0 | 0 | 0 | 0 | 0 | 0 | 0 | 0 | 0 | 0 | 0 | 0 | 0 | 0 | 0 | 0 | 0 | 0 | 0 | 0 | 0 | 0 | 0 | 0 | 0 | 0 | 0 | 0 | 0 | 0 | 0 | 0 | 0 | 0 | 0 | 0 | 0 | 0 | 0 | 0 | 0 | 0 | 0 | 0 | 0 | 0 | 0 | 0 | 0 | 0 | 0 | 0 | 0 | 0 | 0 | 0 | 0 | 0 | 0 | 0 | 0 | 0 | 0 | 0 | 0 | 0 | 0 | 0 | 0 | 0 | 0 | 0 | 0 | 0 | 0 | 0 | 0 | 0 | 0 | 0 | 0 | 0 | 0 | 0 | 0 | 0 | 0 | 0 | 0 | 0 | 0 | 0 | 0 | 0 | 0 | 0 | 0 | 0 | 0 | 0 | 0 | 0 | 0 | 0 | 0 | 0 | 0 | 0 | 0 | 0 | 0 | 0 | 0 | 0 | 0 | 0 | 0 | 0 | 0 | 0 | 0 | 0 | 0 | 0 | 0 | 0 | 0 | 0 | 0 | 0 | 0 | 0 | 0 | 0 | 0 | 0 | 0 | 0 | 0 | 0 | 0 | 0 | 0 | 0 | 0 | 0 | 0 | 0 | 0 | 0 | 0 | 0 | 0 | 0 | 0 | 0 | 0 | 0 | 0 | 0 | 0 | 0 | 0 | 0 | 0 | 0 | 0 | 0 | 0 | 0 | 0 | 0 | 0 | 0 | 0 | 0 | 0 | 0 | 0 | 0 | 0 | 0 | 0 | 0 | 0 | 0 | 0 | 0 | 0 | 0 | 0 | 0 | 0 | 0 | 0 | 0 | 0 | 0 | 0 | 0 | 0 | 0 | 0 | 0 | 0 | 0 | 0 | 0 | 0 | 0 | 0 | 0 | 0 | 0 | 0 | 0 | 0 | 0 | 0 | 0 | 0 | 0 | 0 | 0 | 0 | 0 | 0 | 0 | 0 | 0 | 0 | 0 | 0 | 0 | 0 | 0 | 0 | 0 | 0 | 0 | 0 | 0 | 0 | 0 | 0 | 0 | 0 | 0 | 0 | 0 | 0 | 0 | 0 | 0 | 0 | 0 | 0 | 0 | 0 | 0 | 0 | 0 | 0 | 0 | 0 | 0 | 0 | 0 | 0 | 0 | 0 | 0 | 0 | 0 | 0 | 0 | 0 | 0 | 0 | 0 | 0 | 0 | 0 | 0 | 0 | 0 | 0 | 0 | 0 | 0 | 0 | 0 | 0 | 0 | 0 | 0 | 0 | 0 | 0 | 0 | 0 | 0 | 0 | 0 | 0 | 0 | 0 | 0 | 0 | 0 | 0 | 0 | 0 | 0 | 0 | 0 | 0 | 0 | 0 | 0 | 0 | 0 | 0 | 0 | 0 | 0 | 0 | 0 | 0 | 0 | 0 | 0 | 0 | 0 | 0 | 0 | 0 | 0 | 0 | 0 | 0 | 0 | 0 | 0 | 0 | 0 | 0 | 0 | 0 | 0 | 0 | 0 | 0 | 0 | 0 | 0 | 0 | 0 | 0 | 0 | 0 | 0 | 0 | 0 | 0 | 0 | 0 | 0 | 0 | 0 | 0 | 0 | 0 | 0 | 0 | 0 | 0 | 0 | 0 | 0 | 0 | 0 | 0 | 0 | 0 | 0 | 0 | 0 | 0 | 0 | 0 | 0 | 0 | 0 | 0 | 0 | 0 | 0 | 0 | 0 | 0 | 0 | 0 | 0 | 0 | 0 | 0 | 0 | 0 | 0 | 0 | 0 | 0 | 0 | 0 | 0 | 0 | 0 | 0 | 0 | 0 | 0 | 0 | 0 | 0 | 0 | 0 | 0 | 0 | 0 | 0 | 0 | 0 | 0 | 0 | 0 | 0 | 0 | 0 | 0 | 0 | 0 | 0 | 0 | 0 | 0 | 0 | 0 | 0 | 0 | 0 | 0 | 0 | 0 | 0 | 0 | 0 | 0 | 0 | 0 | 0 | 0 | 0 | 0 | 0 | 0 | 0 | 0 | 0 | 0 | 0 | 0 | 0 | 0 | 0 | 0 | 0 | 0 | 0 | 0 | 0 | 0 | 0 | 0 | 0 | 0 | 0 | 0 | 0 | 0 | 0 | 0 | 0 | 0 | 0 | 0 | 0 | 0 | 0 | 0 | 0 | 0 | 0 | 0 | 0 | 0 | 0 | 0 | 0 | 0 | 0 | 0 | 0 | 0 | 0 | 0 | 0 | 0 | 0 | 0 | 0 | 0 | 0 | 0 | 0 | 0 | 0 | 0 | 0 | 0 | 0 | 0 | 0 | 0 | 0 | 0 | 0 | 0 | 0 | 0 | 0 | 0 | 0 | 0 | 0 | 0 | 0 | 0 | 0 | 0 | 0 | 0 | 0 | 0 | 0 | 0 | 0 | 0 | 0 | 0 | 0 | 0 | 0 | 0 | 0 | 0 | 0 | 0 | 0 | 0 | 0 | 0 | 0 | 0 | 0 | 0 | 0 | 0 | 0 | 0 | 0 | 0 | 0 | 0 | 0 | 0 | 0 | 0 | 0 | 0 | 0 | 0 | 0 | 0 | 0 | 0 | 0 | 0 | 0 | 0 | 0 | 0 | 0 | 0 | 0 | 0 | 0 | 0 | 0 | 0 | 0 | 0 | 0 | 0 | 0 | 0 | 0 | 0 | 0 | 0 | 0 | 0 | 0 | 0 | 0 | 0 | 0 | 0 | 0 | 0 | 0 | 0 | 0 | 0 | 0 | 0 | 0 | 0 | 0 | 0 | 0 | 0 | 0 | 0 | 0 | 0 | 0 | 0 | 0 | 0 | 0 | 0 | 0 | 0 | 0 | 0 | 0 | 0 | 0 | 0 | 0 | 0 | 0 | 0 | 0 | 0 | 0 | 0 | 0 | 0 | 0 | 0 | 0 | 0 | 0 | 0 | 0 | 0 | 0 | 0 | 0 | 0 | 0 | 0 | 0 | 0 | 0 | 0 | 0 | 0 | 0 | 0 | 0 | 0 | 0 | 0 | 0 | 0 | 0 | 0 | 0 | 0 | 0 | 0 | 0 | 0 | 0 | 0 | 0 | 0 | 0 | 0 | 0 | 0 | 0 | 0 | 0 | 0 | 0 | 0 | 0 | 0 | 0 | 0 | 0 | 0 | 0 | 0 | 0 | 0 | 0 | 0 | 0 | 0 | 0 | 0 | 0 | 0 | 0 | 0 | 0 | 0 | 0 | 0 | 0 | 0 | 0 | 0 | 0 | 0 | 0 | 0 | 0 | 0 | 0 | 0 | 0 | 0 | 0 | 0 | 0 | 0 | 0 | 0 | 0 | 0 | 0 | 0 | 0 | 0 | 0 | 0 | 0 | 0 | 0 | 0 | 0 | 0 | 0 | 0 | 0 | 0 | 0 | 0 | 0 | 0 | 0 | 0 | 0 | 0 | 0 | 0 | 0 | 0 | 0 | 0 | 0 | 0 | 0 | 0 | 0 | 0 | 0 | 0 | 0 | 0 | 0 | 0 | 0 | 0 | 0 | 0 | 0 | 0 | 0 | 0 | 0 | 0 | 0 | 0 | 0 | 0 | 0 | 0 | 0 | 0 | 0 | 0 | 0 | 0 | 0 | 0 | 0 | 0 | 0 | 0 | 0 | 0 | 0 | 0 | 0 | 0 | 0 | 0 | 0 | 0 | 0 | 0 | 0 | 0 | 0 | 0 | 0 | 0 | 0 | 0 | 0 | 0 | 0 | 0 | 0 | 0 | 0 | 0 | 0 | 0 | 0 | 0 | 0 | 0 | 0 | 0 | 0 | 0 | 0 | 0 | 0 | 0 | 0 | 0 | 0 | 0 | 0 | 0 | 0 | 0 | 0 | 0 | 0 | 0 | 0 | 0 | 0 | 0 | 0 | 0 | 0 | 0 | 0 | 0 | 0 | 0 | 0 | 0 | 0 | 0 | 0 | 0 | 0 | 0 | 0 | 0 | 0 | 0 | 0 | 0 | 0 | 0 | 0 | 0 | 0 | 0 | 0 | 0 | 0 | 0 | 0 | 0 | 0 | 0 | 0 | 0 | 0 | 0 | 0 | 0 | 0 | 0 | 0 | 0 | 0 | 0 | 0 | 0 | 0 | 0 | 0 | 0 | 0 | 0 | 0 | 0 | 0 | 0 | 0 | 0 | 0 | 0 | 0 | 0 | 0 | 0 | 0 | 0 | 0 | 0 | 0 | 0 | 0 | 0 | 0 | 0 | 0 | 0 | 0 | 0 | 0 | 0 | 0 | 0 | 0 | 0 | 0 | 0 | 0 | 0 | 0 | 0 | 0 | 0 | 0 | 0 | 0 | 0 | 0 | 0 | 0 | 0 | 0 | 0 | 0 | 0 | 0 | 0 | 0 | 0 | 0 | 0 | 0 | 0 | 0 | 0 | 0 | 0 | 0 | 0 | 0 | 0 | 0 | 0 | 0 | 0 | 0 | 0 | 0 | 0 | 0 | 0 | 0 | 0 | 0 | 0 | 0 | 0 | 0 | 0 | 0 | 0 | 0 | 0 | 0 | 0 | 0 | 0 | 0 | 0 | 0 | 0 | 0 | 0 | 0 | 0 | 0 | 0 | 0 | 0 | 0 | 0 | 0 | 0 | 0 | 0 | 0 | 0 | 0 | 0 | 0 | 0 | 0 | 0 | 0 | 0 | 0 | 0 | 0 | 0 | 0 | 0 | 0 | 0 | 0 | 0 | 0 | 0 | 0 | 0 | 0 | 0 | 0 | 0 | 0 | 0 | 0 | 0 | 0 | 0 | 0 | 0 | 0 | 0 | 0 | 0 | 0 | 0 | 0 | 0 | 0 | 0 | 0 | 0 | 0 | 0 | 0 | 0 | 0 | 0 | 0 | 0 | 0 | 0 | 0 | 0 | 0 | 0 | 0 | 0 | 0 | 0 | 0 | 0 | 0 | 0 | 0 | 0 | 0 | 0 | 0 | 0 | 0 | 0 | 0 | 0 | 0 | 0 | 0 | 0 | 0 | 0 | 0 | 0 | 0 | 0 | 0 | 0 | 0 | 0 | 0 | 0 | 0 | 0 | 0 | 0 | 0 | 0 | 0 | 0 | 0 | 0 | 0 | 0 | 0 | 0 | 0 | 0 | 0 | 0 | 0 | 0 | 0 | 0 | 0 | 0 | 0 | 0 | 0 | 0 | 0 | 0 | 0 | 0 | 0 | 0 | 0 | 0 | 0 | 0 | 0 | 0 | 0 | 0 | 0 | 0 | 0 | 0 | 0 | 0 | 0 | 0 | 0 | 0 | 0 | 0 | 0 | 0 | 0 | 0 | 0 | 0 | 0 | 0 | 0 | 0 | 0 | 0 | 0 | 0 | 0 | 0 | 0 | 0 | 0 | 0 | 0 | 0 | 0 | 0 | 0 | 0 | 0 | 0 | 0 | 0 | 0 | 0 | 0 | 0 | 0 | 0 | 0 | 0 | 0 | 0 | 0 | 0 | 0 | 0 | 0 | 0 | 0 | 0 | 0 | 0 | 0 | 0 | 0 | 0 | 0 | 0 | 0 | 0 | 0 | 0 | 0 | 0 | 0 | 0 | 0 | 0 | 0 | 0 | 0 | 0 | 0 | 0 | 0 | 0 | 0 | 0 | 0 | 0 | 0 | 0 | 0 | 0 | 0 | 0 | 0 | 0 | 0 | 0 | 0 | 0 | 0 | 0 | 0 | 0 | 0 | 0 | 0 | 0 | 0 | 0 | 0 | 0 | 0 | 0 | 0 | 0 | 0 | 0 | 0 | 0 | 0 | 0 | 0 | 0 | 0 | 0 | 0 | 0 | 0 | 0 | 0 | 0 | 0 | 0 | 0 | 0 | 0 | 0 | 0 | 0 | 0 | 0 | 0 | 0 | 0 | 0 | 0 | 0 | 0 | 0 | 0 | 0 | 0 | 0 | 0 | 0 | 0 | 0 | 0 | 0 | 0 | 0 | 0 | 0 | 0 | 0 | 0 | 0 | 0 | 0 | 0 | 0 | 0 | 0 | 0 | 0 | 0 | 0 | 0 | 0 | 0 | 0 | 0 | 0 | 0 | 0 | 0 | 0 | 0 | 0 | 0 | 0 | 0 | 0 | 0 | 0 | 0 | 0 | 0 | 0 | 0 | 0 | 0 | 0 | 0 | 0 | 0 | 0 | 0 | 0 | 0 | 0 | 0 | 0 | 0 | 0 | 0 | 0 | 0 | 0 | 0 | 0 | 0 | 0 | 0 | 0 | 0 | 0 | 0 | 0 | 0 | 0 | 0 | 0 | 0 | 0 | 0 | 0 | 0 | 0 | 0 | 0 | 0 | 0 | 0 | 0 | 0 | 0 | 0 | 0 | 0 | 0 | 0 | 0 | 0 | 0 | 0 | 0 | 0 | 0 | 0 | 0 | 0 | 0 | 0 | 0 | 0 | 0 | 0 | 0 | 0 | 0 | 0 | 0 | 0 | 0 | 0 | 0 | 0 | 0 | 0 | 0 | 0 | 0 | 0 | 0 | 0 | 0 | 0 | 0 | 0 | 0 | 0 | 0 | 0 | 0 | 0 | 0 | 0 | 0 | 0 | 0 | 0 | 0 | 0 | 0 | 0 | 0 | 0 | 0 | 0 | 0 | 0 | 0 | 0 | 0 | 0 | 0 | 0 | 0 | 0 | 0 | 0 | 0 | 0 | 0 | 0 | 0 | 0 | 0 | 0 | 0 | 0 | 0 | 0 | 0 | 0 | 0 | 0 | 0 | 0 | 0 | 0 | 0 | 0 | 0 | 0 | 0 | 0 | 0 | 0 | 0 | 0 | 0 | 0 | 0 | 0 | 0 | 0 | 0 | 0 | 0 | 0 | 0 | 0 | 0 | 0 | 0 | 0 | 0 | 0 | 0 | 0 | 0 | 0 | 0 | 0 | 0 | 0 | 0 | 0 | 0 | 0 | 0 | 0 | 0 | 0 | 0 | 0 | 0 | 0 | 0 | 0 | 0 | 0 | 0 | 0 | 0 | 0 | 0 | 0 | 0 | 0 | 0 | 0 | 0 | 0 | 0 | 0 | 0 | 0 | 0 | 0 | 0 | 0 | 0 | 0 | 0 | 0 | 0 | 0 | 0 | 0 | 0 | 0 | 0 | 0 | 0 | 0 | 0 | 0 | 0 | 0 | 0 | 0 | 0 | 0 | 0 | 0 | 0 | 0 | 0 | 0 | 0 | 0 | 0 | 0 | 0 | 0 | 0 | 0 | 0 | 0 | 0 | 0 | 0 | 0 | 0 | 0 | 0 | 0 | 0 | 0 | 0 | 0 | 0 | 0 | 0 | 0 | 0 | 0 | 0 | 0 | 0 | 0 | 0 | 0 | 0 | 0 | 0 | 0 | 0 | 0 | 0 | 0 | 0 | 0 | 0 | 0 | 0 | 0 | 0 | 0 | 0 | 0 | 0 | 0 | 0 | 0 | 0 | 0 | 0 | 0 | 0 | 0 | 0 | 0 | 0 | 0 | 0 | 0 | 0 | 0 | 0 | 0 | 0 | 0 | 0 | 0 | 0 | 0 | 0 | 0 | 0 | 0 | 0 | 0 | 0 | 0 | 0 | 0 | 0 | 0 | 0 | 0 | 0 | 0 | 0 | 0 | 0 | 0 | 0 | 0 | 0 | 0 | 0 | 0 | 0 | 0 | 0 | 0 | 0 | 0 | 0 | 0 | 0 | 0 | 0 | 0 | 0 | 0 | 0 | 0 | 0 | 0 | 0 | 0 | 0 | 0 | 0 | 0 | 0 | 0 | 0 | 0 | 0 | 0 | 0 | 0 | 0 | 0 | 0 | 0 | 0 | 0 | 0 | 0 | 0 | 0 | 0 | 0 | 0 | 0 | 0 | 0 | 0 | 0 | 0 | 0 | 0 | 0 | 0 | 0 | 0 | 0 | 0 | 0 | 0 | 0 | 0 | 0 | 0 | 0 | 0 | 0 | 0 | 0 | 0 | 0 | 0 | 0 | 0 | 0 | 0 | 0 | 0 | 0 | 0 | 0 | 0 | 0 | 0 | 0 | 0 | 0 | 0 | 0 | 0 | 0 | 0 | 0 | 0 | 0 | 0 | 0 | 0 | 0 | 0 | 0 | 0 | 0 | 0 | 0 | 0 | 0 | 0 | 0 | 0 | 0 | 0 | 0 | 0 | 0 | 0 | 0 | 0 | 0 | 0 | 0 | 0 | 0 | 0 | 0 | 0 | 0 | 0 | 0 | 0 | 0 | 0 | 0 | 0 | 0 | 0 | 0 | 0 | 0 | 0 | 0 | 0 | 0 | 0 | 0 | 0 | 0 | 0 | 0 | 0 | 0 | 0 | 0 | 0 | 0 | 0 | 0 | 0 | 0 | 0 | 0 | 0 | 0 | 0 | 0 | 0 | 0 | 0 | 0 | 0 | 0 | 0 | 0 | 0 | 0 | 0 | 0 | 0 | 0 | 0 | 0 | 0 | 0 | 0 | 0 | 0 | 0 | 0 | 0 | 0 | 0 | 0 | 0 | 0 | 0 | 0 | 0 | 0 | 0 | 0 | 0 | 0 | 0 | 0 | 0 | 0 | 0 | 0 | 0 | 0 | 0 | 0 | 0 | 0 | 0 | 0 | 0 | 0 | 0 | 0 | 0 | 0 | 0 | 0 | 0 | 0 | 0 | 0 | 0 | 0 | 0 | 0 | 0 | 0 | 0 | 0 | 0 | 0 | 0 | 0 | 0 | 0 | 0 | 0 | 0 | 0 | 0 | 0 | 0 | 0 | 0 | 0 | 0 | 0 | 0 | 0 | 0 | 0 | 0 | 0 | 0 | 0 | 0 | 0 | 0 | 0 | 0 | 0 | 0 | 0 | 0 | 0 | 0 | 0 | 0 | 0 | 0 | 0 | 0 | 0 | 0 | 0 | 0 | 0 | 0 | 0 | 0 | 0 | 0 | 0 | 0 | 0 | 0 | 0 | 0 | 0 | 0 | 0 | 0 | 0 | 0 | 0 | 0 | 0 | 0 | 0 | 0 | 0 | 0 | 0 | 0 | 0 | 0 | 0 | 0 | 0 | 0 | 0 | 0 | 0 | 0 | 0 | 0 | 0 | 0 | 0 | 0 | 0 | 0 | 0 | 0 | 0 | 0 | 0 | 0 | 0 | 0 | 0 | 0 | 0 | 0 | 0 | 0 | 0 | 0 | 0 | 0 | 0 | 0 | 0 | 0 | 0 | 0 | 0 | 0 | 0 | 0 | 0 | 0 | 0 | 0 | 0 | 0 | 0 | 0 | 0 | 0 | 0 | 0 | 0 | 0 | 0 | 0 | 0 | 0 | 0 | 0 | 0 | 0 | 0 | 0 | 0 | 0 | 0 | 0 | 0 | 0 | 0 | 0 | 0 | 0 | 0 | 0 | 0 | 0 | 0 | 0 | 0 | 0 | 0 | 0 | 0 | 0 | 0 | 0 | 0 | 0 | 0 | 0 | 0 | 0 | 0 | 0 | 0 | 0 | 0 | 0 | 0 | 0 | 0 | 0 | 0 | 0 | 0 | 0 | 0 | 0 | 0 | 0 | 0 | 0 | 0 | 0 | 0 | 0 | 0 | 0 | 0 | 0 | 0 | 0 | 0 | 0 | 0 | 0 | 0 | 0 | 0 | 0 | 0 | 0 | 0 | 0 | 0 | 0 | 0 | 0 | 0 | 0 | 0 | 0 | 0 | 0 | 0 | 0 | 0 | 0 | 0 | 0 | 0 | 0 | 0 | 0 | 0 | 0 | 0 | 0 | 0 | 0 | 0 | 0 | 0 | 0 | 0 | 0 | 0 | 0 | 0 | 0 | 0 | 0 | 0 | 0 | 0 | 0 | 0 | 0 | 0 | 0 | 0 | 0 | 0 | 0 | 0 | 0 | 0 | 0 | 0 | 0 | 0 | 0 | 0 | 0 | 0 | 0 | 0 | 0 | 0 | 0 | 0 | 0 | 0 | 0 | 0 | 0 | 0 | 0 | 0 | 0 | 0 | 0 | 0 | 0 | 0 | 0 | 0 | 0 | 0 | 0 | 0 | 0 | 0 | 0 | 0 | 0 | 0 | 0 | 0 | 0 | 0 | 0 | 0 | 0 | 0 | 0 | 0 | 0 | 0 | 0 | 0 | 0 | 0 | 0 | 0 | 0 | 0 | 0 | 0 | 0 | 0 | 0 | 0 | 0 | 0 | 0 | 0 | 0 | 0 | 0 | 0 | 0 | 0 | 0 | 0 | 0 | 0 | 0 | 0 | 0 | 0 | 0 | 0 | 0 | 0 | 0 | 0 | 0 | 0 | 0 | 0 | 0 | 0 | 0 | 0 | 0 | 0 | 0 | 0 | 0 | 0 | 0 | 0 | 0 | 0 | 0 | 0 | 0 | 0 | 0 | 0 | 0 | 0 | 0 | 0 | 0 | 0 | 0 | 0 | 0 | 0 | 0 | 0 | 0 | 0 | 0 | 0 | 0 | 0 | 0 | 0 | 0 | 0 | 0 | 0 | 0 | 0 | 0 | 0 | 0 | 0 | 0 | 0 | 0 | 0 | 0 | 0 | 0 | 0 | 0 | 0 | 0 | 0 | 0 | 0 | 0 | 0 | 0 | 0 | 0 | 0 | 0 | 0 | 0 | 0 | 0 | 0 | 0 | 0 | 0 | 0 | 0 | 0 | 0 | 0 | 0 | 0 | 0 | 0 | 0 | 0 | 0 | 0 | 0 | 0 | 0 | 0 | 0 | 0 | 0 | 0 | 0 | 0 | 0 | 0 | 0 | 0 | 0 | 0 | 0 | 0 | 0 | 0 | 0 | 0 | 0 | 0 | 0 | 0 | 0 | 0 | 0 | 0 | 0 | 0 | 0 | 0 | 0 | 0 | 0 | 0 | 0 | 0 | 0 | 0 | 0 | 0 | 0 | 0 | 0 | 0 | 0 | 0 | 0 | 0 | 0 | 0 | 0 | 0 | 0 | 0 | 0 | 0 | 0 | 0 | 0 | 0 | 0 | 0 | 0 | 0 | 0 | 0 | 0 | 0 | 0 | 0 | 0 | 0 | 0 | 0 | 0 | 0 | 0 | 0 | 0 | 0 | 0 | 0 | 0 | 0 | 0 | 0 | 0 | 0 | 0 | 0 | 0 | 0 | 0 | 0 | 0 | 0 | 0 | 0 | 0 | 0 | 0 | 0 | 0 | 0 | 0 | 0 | 0 | 0 | 0 | 0 | 0 | 0 | 0 | 0 | 0 | 0 | 0 | 0 | 0 | 0 | 0 | 0 | 0 | 0 | 0 | 0 | 0 | 0 | 0 | 0 | 0 | 0 | 0 | 0 | 0 | 0 | 0 | 0 | 0 | 0 | 0 | 0 | 0 | 0 | 0 | 0 | 0 | 0 | 0 | 0 | 0 | 0 | 0 | 0 | 0 | 0 | 0 | 0 | 0 | 0 | 0 | 0 | 0 | 0 | 0 | 0 | 0 | 0 | 0 | 0 | 0 | 0 | 0 | 0 | 0 | 0 | 0 | 0 | 0 | 0 | 0 | 0 | 0 | 0 | 0 | 0 | 0 | 0 | 0 | 0 | 0 | 0 | 0 | 0 | 0 | 0 | 0 | 0 | 0 | 0 | 0 | 0 | 0 | 0 | 0 | 0 | 0 | 0 | 0 | 0 | 0 | 0 | 0 | 0 | 0 | 0 | 0 | 0 | 0 | 0 | 0 | 0 | 0 | 0 | 0 | 0 | 0 | 0 | 0 | 0 | 0 | 0 | 0 | 0 | 0 | 0 | 0 | 0 | 0 | 0 | 0 | 0 | 0 | 0 | 0 | 0 | 0 | 0 | 0 | 0 | 0 | 0 | 0 | 0 | 0 | 0 | 0 | 0 | 0 | 0 | 0 | 0 | 0 | 0 | 0 | 0 | 0 | 0 | 0 | 0 | 0 | 0 | 0 | 0 | 0 | 0 | 0 | 0 | 0 | 0 | 0 | 0 | 0 | 0 | 0 | 0 | 0 | 0 | 0 | 0 | 0 | 0 | 0 | 0 | 0 | 0 | 0 | 0 | 0 | 0 | 0 | 0 | 0 | 0 | 0 | 0 | 0 | 0 | 0 | 0 | 0 | 0 | 0 | 0 | 0 | 0 | 0 | 0 | 0 | 0 | 0 | 0 | 0 | 0 | 0 | 0 | 0 | 0 | 0 | 0 | 0 | 0 | 0 | 0 | 0 | 0 | 0 | 0 | 0 | 0 | 0 | 0 | 0 | 0 | 0 | 0 | 0 | 0 | 0 | 0 | 0 | 0 | 0 | 0 | 0 | 0 | 0 | 0 | 0 | 0 | 0 | 0 | 0 | 0 | 0 | 0 | 0 | 0 | 0 | 0 | 0 | 0 | 0 | 0 | 0 | 0 | 0 | 0 | 0 | 0 | 0 | 0 | 0 | 0 | 0 | 0 | 0 | 0 | 0 | 0 | 0 | 0 | 0 | 0 | 0 | 0 | 0 | 0 | 0 | 0 | 0 | 0 | 0 | 0 | 0 | 0 | 0 | 0 | 0 | 0 | 0 | 0 | 0 | 0 | 0 | 0 | 0 | 0 | 0 | 0 | 0 | 0 | 0 | 0 | 0 | 0 | 0 | 0 | 0 | 0 | 0 | 0 | 0 | 0 | 0 | 0 | 0 | 0 | 0 | 0 | 0 | 0 | 0 | 0 | 0 | 0 | 0 | 0 | 0 | 0 | 0 | 0 | 0 | 0 | 0 | 0 | 0 | 0 | 0 | 0 | 0 | 0 | 0 | 0 | 0 | 0 | 0 | 0 | 0 | 0 | 0 | 0 | 0 | 0 | 0 | 0 | 0 | 0 | 0 | 0 | 0 | 0 | 0 | 0 | 0 | 0 | 0 | 0 | 0 | 0 | 0 | 0 | 0 | 0 | 0 | 0 | 0 | 0 | 0 | 0 | 0 | 0 | 0 | 0 | 0 | 0 | 0 | 0 | 0 | 0 | 0 | 0 | 0 | 0 | 0 | 0 | 0 | 0 | 0 | 0 | 0 | 0 | 0 | 0 | 0 | 0 | 0 | 0 | 0 | 0 | 0 | 0 | 0 | 0 | 0 | 0 | 0 | 0 | 0 | 0 | 0 | 0 | 0 | 0 | 0 | 0 | 0 | 0 | 0 | 0 | 0 | 0 | 0 | 0 | 0 | 0 | 0 | 0 | 0 | 0 | 0 | 0 | 0 | 0 | 0 | 0 | 0 | 0 | 0 | 0 | 0 | 0 | 0 | 0 | 0 | 0 | 0 | 0 | 0 | 0 | 0 | 0 | 0 | 0 | 0 | 0 | 0 | 0 | 0 | 0 | 0 | 0 | 0 | 0 | 0 | 0 | 0 | 0 | 0 | 0 | 0 | 0 | 0 | 0 | 0 | 0 | 0 | 0 | 0 | 0 | 0 | 0 | 0 | 0 | 0 | 0 | 0 | 0 | 0 | 0 | 0 | 0 | 0 | 0 | 0 | 0 | 0 | 0 | 0 | 0 | 0 | 0 | 0 | 0 | 0 | 0 | 0 | 0 | 0 | 0 | 0 | 0 | 0 | 0 | 0 | 0 | 0 | 0 | 0 | 0 | 0 | 0 | 0 | 0 | 0 | 0 | 0 | 0 | 0 | 0 | 0 | 0 | 0 | 0 | 0 | 0 | 0 | 0 | 0 | 0 | 0 | 0 | 0 | 0 | 0 | 0 | 0 | 0 | 0 | 0 | 0 | 0 | 0 | 0 | 0 | 0 | 0 | 0 | 0 | 0 | 0 | 0 | 0 | 0 | 0 | 0 | 0 | 0 | 0 | 0 | 0 | 0 | 0 | 0 | 0 | 0 | 0 | 0 | 0 | 0 | 0 | 0 | 0 | 0 | 0 | 0 | 0 | 0 | 0 | 0 | 0 | 0 | 0 | 0 | 0 | 0 | 0 | 0 | 0 | 0 | 0 | 0 | 0 | 0 | 0 | 0 | 0 | 0 | 0 | 0 | 0 | 0 | 0 | 0 | 0 | 0 | 0 | 0 | 0 | 0 | 0 | 0 | 0 | 0 | 0 | 0 | 0 | 0 | 0 | 0 | 0 | 0 | 0 | 0 | 0 | 0 | 0 | 0 | 0 | 0 | 0 | 0 | 0 | 0 | 0 | 0 | 0 | 0 | 0 | 0 | 0 | 0 | 0 | 0 | 0 | 0 | 0 | 0 | 0 | 0 | 0 | 0 | 0 | 0 | 0 | 0 | 0 | 0 | 0 | 0 | 0 | 0 | 0 | 0 | 0 | 0 | 0 | 0 | 0 | 0 | 0 | 0 | 0 | 0 | 0 | 0 | 0 | 0 | 0 | 0 | 0 | 0 | 0 | 0 | 0 | 0 | 0 | 0 | 0 | 0 | 0 | 0 | 0 | 0 | 0 | 0 | 0 | 0 | 0 | 0 | 0 | 0 | 0 | 0 | 0 | 0 | 0 | 0 | 0 | 0 | 0 | 0 | 0 | 0 | 0 | 0 | 0 | 0 | 0 | 0 | 0 | 0 | 0 | 0 | 0 | 0 | 0 | 0 | 0 | 0 | 0 | 0 | 0 | 0 | 0 | 0 | 0 | 0 | 0 | 0 | 0 | 0 | 0 | 0 | 0 | 0 | 0 | 0 | 0 | 0 | 0 | 0 | 0 | 0 | 0 | 0 | 0 | 0 | 0 | 0 | 0 | 0 | 0 | 0 | 0 | 0 | 0 | 0 | 0 | 0 | 0 | 0 | 0 | 0 | 0 | 0 | 0 | 0 | 0 | 0 | 0 | 0 | 0 | 0 | 0 | 0 | 0 | 0 | 0 | 0 | 0 | 0 | 0 | 0 | 0 | 0 | 0 | 0 | 0 | 0 | 0 | 0 | 0 | 0 | 0 | 0 | 0 | 0 | 0 | 0 | 0 | 0 | 0 | 0 | 0 | 0 | 0 | 0 | 0 | 0 | 0 | 0 | 0 | 0 | 0 | 0 | 0 | 0 | 0 | 0 | 0 | 0 | 0 | 0 | 0 | 0 | 0 | 0 | 0 | 0 | 0 | 0 | 0 | 0 | 0 | 0 | 0 | 0 | 0 | 0 | 0 | 0 | 0 | 0 | 0 | 0 | 0 | 0 | 0 | 0 | 0 | 0 | 0 | 0 | 0 | 0 | 0 | 0 | 0 | 0 | 0 | 0 | 0 | 0 | 0 | 0 | 0 | 0 | 0 | 0 | 0 | 0 | 0 | 0 | 0 | 0 | 0 | 0 | 0 | 0 | 0 | 0 | 0 | 0 | 0 | 0 | 0 | 0 | 0 | 0 | 0 | 0 | 0 | 0 | 0 | 0 | 0 | 0 | 0 | 0 | 0 | 0 | 0 | 0 | 0 | 0 | 0 | 0 | 0 | 0 | 0 | 0 | 0 | 0 | 0 | 0 | 0 | 0 | 0 | 0 | 0 | 0 | 0 | 0 | 0 | 0 | 0 | 0 | 0 | 0 | 0 | 0 | 0 | 0 | 0 | 0 | 0 | 0 | 0 | 0 | 0 | 0 | 0 | 0 | 0 | 0 | 0 | 0 | 0 | 0 | 0 | 0 | 0 | 0 | 0 | 0 | 0 | 0 | 0 | 0 | 0 | 0 | 0 | 0 | 0 | 0 | 0 | 0 | 0 | 0 | 0 | 0 | 0 | 0 | 0 | 0 | 0 | 0 | 0 | 0 | 0 | 0 | 0 | 0 | 0 | 0 | 0 | 0 | 0 | 0 | 0 | 0 | 0 | 0 | 0 | 0 | 0 | 0 | 0 | 0 | 0 | 0 | 0 | 0 | 0 | 0 | 0 | 0 | 0 | 0 | 0 | 0 | 0 | 0 | 0 | 0 | 0 | 0 | 0 | 0 | 0 | 0 | 0 | 0 | 0 | 0 | 0 | 0 | 0 | 0 | 0 | 0 | 0 | 0 | 0 | 0 | 0 | 0 | 0 | 0 | 0 | 0 | 0 | 0 | 0 | 0 | 0 | 0 | 0 | 0 | 0 | 0 | 0 | 0 | 0 | 0 | 0 | 0 | 0 | 0 | 0 | 0 | 0 | 0 | 0 | 0 | 0 | 0 | 0 | 0 | 0 | 0 | 0 | 0 | 0 | 0 | 0 | 0 | 0 | 0 | 0 | 0 | 0 | 0 | 0 | 0 | 0 | 0 | 0 | 0 | 0 | 0 | 0 | 0 | 0 | 0 | 0 | 0 | 0 | 0 | 0 | 0 | 0 | 0 | 0 | 0 | 0 | 0 | 0 | 0 | 0 | 0 | 0 | 0 | 0 | 0 | 0 | 0 | 0 | 0 | 0 | 0 | 0 | 0 | 0 | 0 | 0 | 0 | 0 | 0 | 0 | 0 | 0 | 0 | 0 | 0 | 0 | 0 | 0 | 0 | 0 | 0 | 0 | 0 | 0 | 0 | 0 | 0 | 0 | 0 | 0 | 0 | 0 | 0 | 0 | 0 | 0 | 0 | 0 | 0 | 0 | 0 | 0 | 0 | 0 | 0 | 0 | 0 | 0 | 0 | 0 | 0 | 0 | 0 | 0 | 0 | 0 | 0 | 0 | 0 | 0 | 0 | 0 | 0 | 0 | 0 | 0 | 0 | 0 | 0 | 0 | 0 | 0 | 0 | 0 | 0 | 0 | 0 | 0 | 0 | 0 | 0 | 0 | 0 | 0 | 0 | 0 | 0 | 0 | 0 | 0 | 0 | 0 | 0 | 0 | 0 | 0 | 0 | 0 | 0 | 0 | 0 | 0 | 0 | 0 | 0 | 0 | 0 | 0 | 0 | 0 | 0 | 0 | 0 | 0 | 0 | 0 | 0 | 0 | 0 | 0 | 0 | 0 | 0 | 0 | 0 | 0 | 0 | 0 | 0 | 0 | 0 | 0 | 0 | 0 | 0 | 0 | 0 | 0 | 0 | 0 | 0 | 0 | 0 | 0 | 0 | 0 | 0 | 0 | 0 | 0 | 0 | 0 | 0 | 0 | 0 | 0 | 0 | 0 | 0 | 0 | 0 | 0 | 0 | 0 | 0 | 0 | 0 | 0 | 0 | 0 | 0 | 0 | 0 | 0 | 0 | 0 | 0 | 0 | 0 | 0 | 0 | 0 | 0 | 0 | 0 | 0 | 0 | 0 | 0 | 0 | 0 | 0 | 0 | 0 | 0 | 0 | 0 | 0 | 0 | 0 | 0 | 0 | 0 | 0 | 0 | 0 | 0 | 0 | 0 | 0 | 0 | 0 | 0 | 0 | 0 | 0 | 0 | 0 | 0 | 0 | 0 | 0 | 0 | 0 | 0 | 0 | 0 | 0 | 0 | 0 | 0 | 0 | 0 | 0 | 0 | 0 | 0 | 0 | 0 | 0 | 0 | 0 | 0 | 0 | 0 | 0 | 0 | 0 | 0 | 0 | 0 | 0 | 0 | 0 | 0 | 0 | 0 | 0 | 0 | 0 | 0 | 0 | 0 | 0 | 0 | 0 | 0 | 0 | 0 | 0 | 0 | 0 | 0 | 0 | 0 | 0 | 0 | 0 | 0 | 0 | 0 | 0 | 0 | 0 | 0 | 0 | 0 | 0 | 0 | 0 | 0 | 0 | 0 | 0 | 0 | 0 | 0 | 0 | 0 | 0 | 0 | 0 | 0 | 0 | 0 | 0 | 0 | 0 | 0 | 0 | 0 | 0 | 0 | 0 | 0 | 0 | 0 | 0 | 0 | 0 | 0 | 0 | 0 | 0 | 0 | 0 | 0 | 0 | 0 | 0 | 0 | 0 | 0 | 0 | 0 | 0 | 0 | 0 | 0 | 0 | 0 | 0 | 0 | 0 | 0 | 0 | 0 | 0 | 0 | 0 | 0 | 0 | 0 | 0 | 0 | 0 | 0 | 0 | 0 | 0 | 0 | 0 | 0 | 0 | 0 | 0 | 0 | 0 | 0 | 0 | 0 | 0 | 0 | 0 | 0 | 0 | 0 | 0 | 0 | 0 | 0 | 0 | 0 | 0 | 0 | 0 | 0 | 0 | 0 | 0 | 0 | 0 | 0 | 0 | 0 | 0 | 0 | 0 | 0 | 0 | 0 | 0 | 0 | 0 | 0 | 0 | 0 | 0 | 0 | 0 | 0 | 0 | 0 | 0 | 0 | 0 | 0 | 0 | 0 | 0 | 0 | 0 | 0 | 0 | 0 | 0 | 0 | 0 | 0 | 0 | 0 | 0 | 0 | 0 | 0 | 0 | 0 | 0 | 0 | 0 | 0 | 0 | 0 | 0 | 0 | 0 | 0 | 0 | 0 | 0 | 0 | 0 | 0 | 0 | 0 | 0 | 0 | 0 | 0 | 0 | 0 | 0 | 0 | 0 | 0 | 0 | 0 | 0 | 0 | 0 | 0 | 0 | 0 | 0 | 0 | 0 | 0 | 0 | 0 | 0 | 0 | 0 | 0 | 0 | 0 | 0 | 0 | 0 | 0 | 0 | 0 | 0 | 0 | 0 | 0 | 0 | 0 | 0 | 0 | 0 | 0 | 0 | 0 | 0 | 0 | 0 | 0 | 0 | 0 | 0 | 0 | 0 | 0 | 0 | 0 | 0 | 0 | 0 | 0 | 0 | 0 | 0 | 0 | 0 | 0 | 0 | 0 | 0 | 0 | 0 | 0 | 0 | 0 | 0 | 0 | 0 | 0 | 0 | 0 | 0 | 0 | 0 | 0 | 0 | 0 | 0 | 0 | 0 | 0 | 0 | 0 | 0 | 0 | 0 | 0 | 0 | 0 | 0 | 0 | 0 | 0 | 0 | 0 | 0 | 0 | 0 | 0 | 0 | 0 | 0 | 0 | 0 | 0 | 0 | 0 | 0 | 0 | 0 | 0 | 0 | 0 | 0 | 0 | 0 | 0 | 0 | 0 | 0 | 0 | 0 | 0 | 0 | 0 | 0 | 0 | 0 | 0 | 0 | 0 | 0 | 0 | 0 | 0 | 0 | 0 | 0 | 0 | 0 | 0 | 0 | 0 | 0 | 0 | 0 | 0 | 0 | 0 | 0 | 0 | 0 | 0 | 0 | 0 | 0 | 0 | 0 | 0 | 0 | 0 | 0 | 0 | 0 | 0 | 0 | 0 | 0 | 0 | 0 | 0 | 0 | 0 | 0 | 0 | 0 | 0 | 0 | 0 | 0 | 0 | 0 | 0 | 0 | 0 | 0 | 0 | 0 | 0 | 0 | 0 | 0 | 0 | 0 | 0 | 0 | 0 | 0 | 0 | 0 | 0 | 0 | 0 | 0 | 0 | 0 | 0 | 0 | 0 | 0 | 0 | 0 | 0 | 0 | 0 | 0 | 0 | 0 | 0 | 0 | 0 | 0 | 0 | 0 | 0 | 0 | 0 | 0 | 0 | 0 | 0 | 0 | 0 | 0 | 0 | 0 | 0 | 0 | 0 | 0 | 0 | 0 | 0 | 0 | 0 | 0 | 0 | 0 | 0 | 0 | 0 | 0 | 0 | 0 | 0 | 0 | 0 | 0 | 0 | 0 | 0 | 0 | 0 | 0 | 0 | 0 | 0 | 0 | 0 | 0 | 0 | 0 | 0 | 0 | 0 | 0 | 0 | 0 | 0 | 0 | 0 | 0 | 0 | 0 | 0 | 0 | 0 | 0 | 0 | 0 | 0 | 0 | 0 | 0 | 0 | 0 | 0 | 0 | 0 | 0 | 0 | 0 | 0 | 0 | 0 | 0 | 0 | 0 | 0 | 0 | 0 | 0 | 0 | 0 | 0 | 0 | 0 | 0 | 0 | 0 | 0 | 0 | 0 | 0 | 0 | 0 | 0 | 0 | 0 | 0 | 0 | 0 | 0 | 0 | 0 | 0 | 0 | 0 | 0 | 0 | 0 | 0 | 0 | 0 | 0 | 0 | 0 | 0 | 0 | 0 | 0 | 0 | 0 | 0 | 0 | 0 | 0 | 0 | 0 | 0 | 0 | 0 | 0 | 0 | 0 | 0 | 0 | 0 | 0 | 0 | 0 | 0 | 0 | 0 | 0 | 0 | 0 | 0 | 0 | 0 | 0 | 0 | 0 | 0 | 0 | 0 | 0 | 0 | 0 | 0 | 0 | 0 | 0 | 0 | 0 | 0 | 0 | 0 | 0 | 0 | 0 | 0 | 0 | 0 | 0 | 0 | 0 | 0 | 0 | 0 | 0 | 0 | 0 | 0 | 0 | 0 | 0 | 0 | 0 | 0 | 0 | 0 | 0 | 0 | 0 | 0 | 0 | 0 | 0 | 0 | 0 | 0 | 0 | 0 | 0 | 0 | 0 | 0 | 0 | 0 | 0 | 0 | 0 | 0 | 0 | 0 | 0 | 0 | 0 | 0 | 0 | 0 | 0 | 0 | 0 | 0 | 0 | 0 | 0 | 0 | 0 | 0 | 0 | 0 | 0 | 0 | 0 | 0 | 0 | 0 | 0 | 0 | 0 | 0 | 0 | 0 | 0 | 0 | 0 | 0 | 0 | 0 | 0 | 0 | 0 | 0 | 0 | 0 | 0 | 0 | 0 | 0 | 0 | 0 | 0 | 0 | 0 | 0 | 0 | 0 | 0 | 0 | 0 | 0 | 0 | 0 | 0 | 0 | 0 | 0 | 0 | 0 | 0 | 0 | 0 | 0 | 0 | 0 | 0 | 0 | 0 | 0 | 0 | 0 | 0 | 0 | 0 | 0 | 0 | 0 | 0 | 0 | 0 | 0 | 0 | 0 | 0 | 0 | 0 | 0 | 0 | 0 | 0 | 0 | 0 | 0 | 0 | 0 | 0 | 0 | 0 | 0 | 0 | 0 | 0 | 0 | 0 | 0 | 0 | 0 | 0 | 0 | 0 | 0 | 0 | 0 | 0 | 0 | 0 | 0 | 0 | 0 | 0 | 0 | 0 | 0 | 0 | 0 | 0 | 0 | 0 | 0 | 0 | 0 | 0 | 0 | 0 | 0 | 0 | 0 | 0 | 0 | 0 | 0 | 0 | 0 | 0 | 0 | 0 | 0 | 0 | 0 | 0 | 0 | 0 | 0 | 0 | 0 | 0 | 0 | 0 | 0 | 0 | 0 | 0 | 0 | 0 | 0 | 0 | 0 | 0 | 0 | 0 | 0 | 0 | 0 | 0 | 0 | 0 | 0 | 0 | 0 | 0 | 0 | 0 | 0 | 0 | 0 | 0 | 0 | 0 | 0 | 0 | 0 | 0 | 0 | 0 | 0 | 0 | 0 | 0 | 0 | 0 | 0 | 0 | 0 | 0 | 0 | 0 | 0 | 0 | 0 | 0 | 0 | 0 | 0 | 0 | 0 | 0 | 0 | 0 | 0 | 0 | 0 | 0 | 0 | 0 | 0 | 0 | 0 | 0 | 0 | 0 | 0 | 0 | 0 | 0 | 0 | 0 | 0 | 0 | 0 | 0 | 0 | 0 | 0 | 0 | 0 | 0 | 0 | 0 | 0 | 0 | 0 | 0 | 0 | 0 | 0 | 0 | 0 | 0 | 0 | 0 | 0 | 0 | 0 | 0 | 0 | 0 | 0 | 0 | 0 | 0 | 0 | 0 | 0 | 0 | 0 | 0 | 0 | 0 | 0 | 0 | 0 | 0 | 0 | 0 | 0 | 0 | 0 | 0 | 0 | 0 | 0 | 0 | 0 | 0 | 0 | 0 | 0 | 0 | 0 | 0 | 0 | 0 | 0 | 0 | 0 | 0 | 0 | 0 | 0 | 0 | 0 | 0 | 0 | 0 | 0 | 0 | 0 | 0 | 0 | 0 | 0 | 0 | 0 | 0 | 0 | 0 | 0 | 0 | 0 | 0 | 0 | 0 | 0 | 0 | 0 | 0 | 0 | 0 | 0 | 0 | 0 | 0 | 0 | 0 | 0 | 0 | 0 | 0 | 0 | 0 | 0 | 0 | 0 | 0 | 0 | 0 | 0 | 0 | 0 | 0 | 0 | 0 | 0 | 0 | 0 | 0 | 0 | 0 | 0 | 0 | 0 | 0 | 0 | 0 | 0 | 0 | 0 | 0 | 0 | 0 | 0 | 0 | 0 | 0 | 0 | 0 | 0 | 0 | 0 | 0 | 0 | 0 | 0 | 0 | 0 | 0 | 0 | 0 | 0 | 0 | 0 | 0 | 0 | 0 | 0 | 0 | 0 | 0 | 0 | 0 | 0 | 0 | 0 | 0 | 0 | 0 | 0 | 0 | 0 | 0 | 0 | 0 | 0 | 0 | 0 | 0 | 0 | 0 | 0 | 0 | 0 | 0 | 0 | 0 | 0 | 0 | 0 | 0 | 0 | 0 | 0 | 0 | 0 | 0 | 0 | 0 | 0 | 0 | 0 | 0 | 0 | 0 | 0 | 0 | 0 | 0 | 0 | 0 | 0 | 0 | 0 | 0 | 0 | 0 | 0 | 0 | 0 | 0 | 0 | 0 | 0 | 0 | 0 | 0 | 0 | 0 | 0 | 0 | 0 | 0 | 0 | 0 | 0 | 0 | 0 | 0 | 0 | 0 | 0 | 0 | 0 | 0 | 0 | 0 | 0 | 0 | 0 | 0 | 0 | 0 | 0 | 0 | 0 | 0 | 0 | 0 | 0 | 0 | 0 | 0 | 0 | 0 | 0 | 0 | 0 | 0 | 0 | 0 | 0 | 0 | 0 | 0 | 0 | 0 | 0 | 0 | 0 | 0 | 0 | 0 | 0 | 0 | 0 | 0 | 0 | 0 | 0 | 0 | 0 | 0 | 0 | 0 | 0 | 0 | 0 | 0 | 0 | 0 | 0 | 0 | 0 | 0 | 0 | 0 | 0 | 0 | 0 | 0 | 0 | 0 | 0 | 0 | 0 | 0 | 0 | 0 | 0 | 0 | 0 | 0 | 0 | 0 | 0 | 0 | 0 | 0 | 0 | 0 | 0 | 0 | 0 | 0 | 0 | 0 | 0 | 0 | 0 | 0 | 0 | 0 | 0 | 0 | 0 | 0 | 0 | 0 | 0 | 0 | 0 | 0 | 0 | 0 | 0 | 0 | 0 | 0 | 0 | 0 | 0 | 0 | 0 | 0 | 0 | 0 | 0 | 0 | 0 | 0 | 0 | 0 | 0 | 0 | 0 | 0 | 0 | 0 | 0 | 0 | 0 | 0 | 0 | 0 | 0 | 0 | 0 | 0 | 0 | 0 | 0 | 0 | 0 | 0 | 0 | 0 | 0 | 0 | 0 | 0 | 0 | 0 | 0 | 0 | 0 | 0 | 0 | 0 | 0 | 0 | 0 | 0 | 0 | 0 | 0 | 0 | 0 | 0 | 0 | 0 | 0 | 0 | 0 | 0 | 0 | 0 | 0 | 0 | 0 | 0 | 0 | 0 | 0 | 0 | 0 | 0 | 0 | 0 | 0 | 0 | 0 | 0 | 0 | 0 | 0 | 0 | 0 | 0 | 0 | 0 | 0 | 0 | 0 | 0 | 0 | 0 | 0 | 0 | 0 | 0 | 0 | 0 | 0 | 0 | 0 | 0 | 0 | 0 | 0 | 0 | 0 | 0 | 0 | 0 | 0 | 0 | 0 | 0 | 0 | 0 | 0 | 0 | 0 | 0 | 0 | 0 | 0 | 0 | 0 | 0 | 0 | 0 | 0 | 0 | 0 | 0 | 0 | 0 | 0 | 0 | 0 | 0 | 0 | 0 | 0 | 0 | 0 | 0 | 0 | 0 | 0 | 0 | 0 | 0 | 0 | 0 | 0 | 0 | 0 | 0 | 0 | 0 | 0 | 0 | 0 | 0 | 0 | 0 | 0 | 0 | 0 | 0 | 0 | 0 | 0 | 0 | 0 | 0 | 0 | 0 | 0 | 0 | 0 | 0 | 0 | 0 | 0 | 0 | 0 | 0 | 0 | 0 | 0 | 0 | 0 | 0 | 0 | 0 | 0 | 0 | 0 | 0 | 0 | 0 | 0 | 0 | 0 | 0 | 0 | 0 | 0 | 0 | 0 | 0 | 0 | 0 | 0 | 0 | 0 | 0 | 0 | 0 | 0 | 0 | 0 | 0 | 0 | 0 | 0 | 0 | 0 | 0 | 0 | 0 | 0 | 0 | 0 | 0 | 0 | 0 | 0 | 0 | 0 | 0 | 0 | 0 | 0 | 0 | 0 | 0 | 0 | 0 | 0 | 0 | 0 | 0 | 0 | 0 | 0 | 0 | 0 | 0 | 0 | 0 | 0 | 0 | 0 | 0 | 0 | 0 | 0 | 0 | 0 | 0 | 0 | 0 | 0 | 0 | 0 | 0 | 0 | 0 | 0 | 0 | 0 | 0 | 0 | 0 | 0 | 0 | 0 | 0 | 0 | 0 | 0 | 0 | 0 | 0 | 0 | 0 | 0 | 0 | 0 | 0 | 0 | 0 | 0 | 0 | 0 | 0 | 0 | 0 | 0 | 0 | 0 | 0 | 0 | 0 | 0 | 0 | 0 | 0 | 0 | 0 | 0 | 0 | 0 | 0 | 0 | 0 | 0 | 0 | 0 | 0 | 0 | 0 | 0 | 0 | 0 | 0 | 0 | 0 | 0 | 0 | 0 | 0 | 0 | 0 | 0 | 0 | 0 | 0 | 0 | 0 | 0 | 0 | 0 | 0 | 0 | 0 | 0 | 0 | 0 | 0 | 0 | 0 | 0 | 0 | 0 | 0 | 0 | 0 | 0 | 0 | 0 | 0 | 0 | 0 | 0 | 0 | 0 | 0 | 0 | 0 | 0 | 0 | 0 | 0 | 0 | 0 | 0 | 0 | 0 | 0 | 0 | 0 | 0 | 0 | 0 | 0 | 0 | 0 | 0 | 0 | 0 | 0 | 0 | 0 | 0 | 0 | 0 | 0 | 0 | 0 | 0 | 0 | 0 | 0 | 0 | 0 | 0 | 0 | 0 | 0 | 0 | 0 | 0 | 0 | 0 | 0 | 0 | 0 | 0 | 0 | 0 | 0 | 0 | 0 | 0 | 0 | 0 | 0 | 0 | 0 | 0 | 0 | 0 | 0 | 0 | 0 | 0 | 0 | 0 | 0 | 0 | 0 | 0 | 0 | 0 | 0 | 0 | 0 | 0 | 0 | 0 | 0 | 0 | 0 | 0 | 0 | 0 | 0 | 0 | 0 | 0 | 0 | 0 | 0 | 0 | 0 | 0 | 0 | 0 | 0 | 0 | 0 | 0 | 0 | 0 | 0 | 0 | 0 | 0 | 0 | 0 | 0 | 0 | 0 | 0 | 0 | 0 | 0 | 0 | 0 | 0 | 0 | 0 | 0 | 0 | 0 | 0 | 0 | 0 | 0 | 0 | 0 | 0 | 0 | 0 | 0 | 0 | 0 | 0 | 0 | 0 | 0 | 0 | 0 | 0 | 0 | 0 | 0 | 0 | 0 | 0 | 0 | 0 | 0 | 0 | 0 | 0 | 0 | 0 | 0 | 0 | 0 | 0 | 0 | 0 | 0 | 0 | 0 | 0 | 0 | 0 | 0 | 0 | 0 | 0 | 0 | 0 | 0 | 0 | 0 | 0 | 0 | 0 | 0 | 0 | 0 | 0 | 0 | 0 | 0 | 0 | 0 | 0 | 0 | 0 | 0 | 0 | 0 | 0 | 0 | 0 | 0 | 0 | 0 | 0 | 0 | 0 | 0 | 0 | 0 | 0 | 0 | 0 | 0 | 0 | 0 | 0 | 0 | 0 | 0 | 0 | 0 | 0 | 0 | 0 | 0 | 0 | 0 | 0 | 0 | 0 | 0 | 0 | 0 | 0 | 0 | 0 | 0 | 0 | 0 | 0 | 0 | 0 | 0 | 0 | 0 | 0 | 0 | 0 | 0 | 0 | 0 | 0 | 0 | 0 | 0 | 0 | 0 | 0 | 0 | 0 | 0 | 0 | 0 | 0 | 0 | 0 | 0 | 0 | 0 | 0 | 0 | 0 | 0 | 0 | 0 | 0 | 0 | 0 | 0 | 0 | 0 | 0 | 0 | 0 | 0 | 0 | 0 | 0 | 0 | 0 | 0 | 0 | 0 | 0 | 0 | 0 | 0 | 0 | 0 | 0 | 0 | 0 | 0 | 0 | 0 | 0 | 0 | 0 | 0 | 0 | 0 | 0 | 0 | 0 | 0 | 0 | 0 | 0 | 0 | 0 | 0 | 0 | 0 | 0 | 0 | 0 | 0 | 0 | 0 | 0 | 0 | 0 | 0 | 0 | 0 | 0 | 0 | 0 | 0 | 0 | 0 | 0 | 0 | 0 | 0 | 0 | 0 | 0 | 0 | 0 | 0 | 0 | 0 | 0 | 0 | 0 | 0 | 0 | 0 | 0 | 0 | 0 | 0 | 0 | 0 | 0 | 0 | 0 | 0 | 0 | 0 | 0 | 0 | 0 | 0 | 0 | 0 | 0 | 0 | 0 | 0 | 0 | 0 | 0 | 0 | 0 | 0 | 0 | 0 | 0 | 0 | 0 | 0 | 0 | 0 | 0 | 0 | 0 | 0 | 0 | 0 | 0 | 0 | 0 | 0 | 0 | 0 | 0 | 0 | 0 | 0 | 0 | 0 | 0 | 0 | 0 | 0 | 0 | 0 | 0 | 0 | 0 | 0 | 0 | 0 | 0 | 0 | 0 | 0 | 0 | 0 | 0 | 0 | 0 | 0 | 0 | 0 | 0 | 0 | 0 | 0 | 0 | 0 | 0 | 0 | 0 | 0 | 0 | 0 | 0 | 0 | 0 | 0 | 0 | 0 | 0 | 0 | 0 | 0 | 0 | 0 | 0 | 0 | 0 | 0 | 0 | 0 | 0 | 0 | 0 | 0 | 0 | 0 | 0 | 0 | 0 | 0 | 0 | 0 | 0 | 0 | 0 | 0 | 0 | 0 | 0 | 0 | 0 | 0 | 0 | 0 | 0 | 0 | 0 | 0 | 0 | 0 | 0 | 0 | 0 | 0 | 0 | 0 | 0 | 0 | 0 | 0 | 0 | 0 | 0 | 0 | 0 | 0 | 0 | 0 | 0 | 0 | 0 | 0 | 0 | 0 | 0 | 0 | 0 | 0 | 0 | 0 | 0 | 0 | 0 | 0 | 0 | 0 | 0 | 0 | 0 | 0 | 0 | 0 | 0 | 0 | 0 | 0 | 0 | 0 | 0 | 0 | 0 | 0 | 0 | 0 | 0 | 0 | 0 | 0 | 0 | 0 | 0 | 0 | 0 | 0 | 0 | 0 | 0 | 0 | 0 | 0 | 0 | 0 | 0 | 0 | 0 | 0 | 0 | 0 | 0 | 0 | 0 | 0 | 0 | 0 | 0 | 0 | 0 | 0 | 0 | 0 | 0 | 0 | 0 | 0 | 0 | 0 | 0 | 0 | 0 | 0 | 0 | 0 | 0 | 0 | 0 | 0 | 0 | 0 | 0 | 0 | 0 | 0 | 0 | 0 | 0 | 0 | 0 | 0 | 0 | 0 | 0 | 0 | 0 | 0 | 0 | 0 | 0 | 0 | 0 | 0 | 0 | 0 | 0 | 0 | 0 | 0 | 0 | 0 | 0 | 0 | 0 | 0 | 0 | 0 | 0 | 0 | 0 | 0 | 0 | 0 | 0 | 0 | 0 | 0 | 0 | 0 | 0 | 0 | 0 | 0 | 0 | 0 | 0 | 0 | 0 | 0 | 0 | 0 | 0 | 0 | 0 | 0 | 0 | 0 | 0 | 0 | 0 | 0 | 0 | 0 | 0 | 0 | 0 | 0 | 0 | 0 | 0 | 0 | 0 | 0 | 0 | 0 | 0 | 0 | 0 | 0 | 0 | 0 | 0 | 0 | 0 | 0 | 0 | 0 | 0 | 0 | 0 | 0 | 0 | 0 | 0 | 0 | 0 | 0 | 0 | 0 | 0 | 0 | 0 | 0 | 0 | 0 | 0 | 0 | 0 | 0 | 0 | 0 | 0 | 0 | 0 | 0 | 0 | 0 | 0 | 0 | 0 | 0 | 0 | 0 | 0 | 0 | 0 | 0 | 0 | 0 | 0 | 0 | 0 | 0 | 0 | 0 | 0 | 0 | 0 | 0 | 0 | 0 | 0 | 0 | 0 | 0 | 0 | 0 | 0 | 0 | 0 | 0 | 0 | 0 | 0 | 0 | 0 | 0 | 0 | 0 | 0 | 0 | 0 | 0 | 0 | 0 | 0 | 0 | 0 | 0 | 0 | 0 | 0 | 0 | 0 | 0 | 0 | 0 | 0 | 0 | 0 | 0 | 0 | 0 | 0 | 0 | 0 | 0 | 0 | 0 | 0 | 0 | 0 | 0 | 0 | 0 | 0 | 0 | 0 | 0 | 0 | 0 | 0 | 0 | 0 | 0 | 0 | 0 | 0 | 0 | 0 | 0 | 0 | 0 | 0 | 0 | 0 | 0 | 0 | 0 | 0 | 0 | 0 | 0 | 0 | 0 | 0 | 0 | 0 | 0 | 0 | 0 | 0 | 0 | 0 | 0 | 0 | 0 | 0 | 0 | 0 | 0 | 0 | 0 | 0 | 0 | 0 | 0 | 0 | 0 | 0 | 0 | 0 | 0 | 0 | 0 | 0 | 0 | 0 | 0 | 0 | 0 | 0 | 0 | 0 | 0 | 0 | 0 | 0 | 0 | 0 | 0 | 0 | 0 | 0 | 0 | 0 | 0 | 0 | 0 | 0 | 0 | 0 | 0 | 0 | 0 | 0 | 0 | 0 | 0 | 0 | 0 | 0 | 0 | 0 | 0 | 0 | 0 | 0 | 0 | 0 | 0 | 0 | 0 | 0 | 0 | 0 | 0 | 0 | 0 | 0 | 0 | 0 | 0 | 0 | 0 | 0 | 0 | 0 | 0 | 0 | 0 | 0 | 0 | 0 | 0 | 0 | 0 | 0 | 0 | 0 | 0 | 0 | 0 | 0 | 0 | 0 | 0 | 0 | 0 | 0 | 0 | 0 | 0 | 0 | 0 | 0 | 0 | 0 | 0 | 0 | 0 | 0 | 0 | 0 | 0 | 0 | 0 | 0 | 0 | 0 | 0 | 0 | 0 | 0 | 0 | 0 | 0 | 0 | 0 | 0 | 0 | 0 | 0 | 0 | 0 | 0 | 0 | 0 | 0 | 0 | 0 | 0 | 0 | 0 | 0 | 0 | 0 | 0 | 0 | 0 | 0 | 0 | 0 | 0 | 0 | 0 | 0 | 0 | 0 | 0 | 0 | 0 | 0 | 0 | 0 | 0 | 0 | 0 | 0 | 0 | 0 | 0 | 0 | 0 | 0 | 0 | 0 | 0 | 0 | 0 | 0 | 0 | 0 | 0 | 0 | 0 | 0 | 0 | 0 | 0 | 0 | 0 | 0 | 0 | 0 | 0 | 0 | 0 | 0 | 0 | 0 | 0 | 0 | 0 | 0 | 0 | 0 | 0 | 0 | 0 | 0 | 0 | 0 | 0 | 0 | 0 | 0 | 0 | 0 | 0 | 0 | 0 | 0 | 0 | 0 | 0 | 0 | 0 | 0 | 0 | 0 | 0 | 0 | 0 | 0 | 0 | 0 | 0 | 0 | 0 | 0 | 0 | 0 | 0 | 0 | 0 | 0 | 0 | 0 | 0 | 0 | 0 | 0 | 0 | 0 | 0 | 0 | 0 | 0 | 0 | 0 | 0 | 0 | 0 | 0 | 0 | 0 | 0 | 0 | 0 | 0 | 0 | 0 | 0 | 0 | 0 | 0 | 0 | 0 | 0 | 0 | 0 | 0 | 0 | 0 | 0 | 0 | 0 | 0 | 0 | 0 | 0 | 0 | 0 | 0 | 0 | 0 | 0 | 0 | 0 | 0 | 0 | 0 | 0 | 0 | 0 | 0 | 0 | 0 | 0 | 0 | 0 | 0 | 0 | 0 | 0 | 0 | 0 | 0 | 0 | 0 | 0 | 0 | 0 | 0 | 0 | 0 | 0 | 0 | 0 | 0 | 0 | 0 | 0 | 0 | 0 | 0 | 0 | 0 | 0 | 0 | 0 | 0 | 0 | 0 | 0 | 0 | 0 | 0 | 0 | 0 | 0 | 0 | 0 | 0 | 0 | 0 | 0 | 0 | 0 | 0 | 0 | 0 | 0 | 0 | 0 | 0 | 0 | 0 | 0 | 0 | 0 | 0 | 0 | 0 | 0 | 0 | 0 | 0 | 0 | 0 | 0 | 0 | 0 | 0 | 0 | 0 | 0 | 0 | 0 | 0 | 0 | 0 | 0 | 0 | 0 | 0 | 0 | 0 | 0 | 0 | 0 | 0 | 0 | 0 | 0 | 0 | 0 | 0 | 0 | 0 | 0 | 0 | 0 | 0 | 0 | 0 | 0 | 0 | 0 | 0 | 0 | 0 | 0 | 0 | 0 | 0 | 0 | 0 | 0 | 0 | 0 | 0 | 0 | 0 | 0 | 0 | 0 | 0 | 0 | 0 | 0 | 0 | 0 | 0 | 0 | 0 | 0 | 0 | 0 | 0 | 0 | 0 | 0 | 0 | 0 | 0 | 0 | 0 | 0 | 0 | 0 | 0 | 0 | 0 | 0 | 0 | 0 | 0 | 0 | 0 | 0 | 0 | 0 | 0 | 0 | 0 | 0 | 0 | 0 | 0 | 0 | 0 | 0 | 0 | 0 | 0 | 0 | 0 | 0 | 0 | 0 | 0 | 0 | 0 | 0 | 0 | 0 | 0 | 0 | 0 | 0 | 0 | 0 | 0 | 0 | 0 | 0 | 0 | 0 | 0 | 0 | 0 | 0 | 0 | 0 | 0 | 0 | 0 | 0 | 0 | 0 | 0 | 0 | 0 | 0 | 0 | 0 | 0 | 0 | 0 | 0 | 0 | 0 | 0 | 0 | 0 | 0 | 0 | 0 | 0 | 0 | 0 | 0 | 0 | 0 | 0 | 0 | 0 | 0 | 0 | 0 | 0 | 0 | 0 | 0 | 0 | 0 | 0 | 0 | 0 | 0 | 0 | 0 | 0 | 0 | 0 | 0 | 0 | 0 | 0 | 0 | 0 | 0 | 0 | 0 | 0 | 0 | 0 | 0 | 0 | 0 | 0 | 0 | 0 | 0 | 0 | 0 | 0 | 0 | 0 | 0 | 0 | 0 | 0 | 0 | 0 | 0 | 0 | 0 | 0 | 0 | 0 | 0 | 0 | 0 | 0 | 0 | 0 | 0 | 0 | 0 | 0 | 0 | 0 | 0 | 0 | 0 | 0 | 0 | 0 | 0 | 0 | 0 | 0 | 0 | 0 | 0 | 0 | 0 | 0 | 0 | 0 | 0 | 0 | 0 | 0 | 0 | 0 | 0 | 0 | 0 | 0 | 0 | 0 | 0 | 0 | 0 | 0 | 0 | 0 | 0 | 0 | 0 | 0 | 0 | 0 | 0 | 0 | 0 | 0 | 0 | 0 | 0 | 0 | 0 | 0 | 0 | 0 | 0 | 0 | 0 | 0 | 0 | 0 | 0 | 0 | 0 | 0 | 0 | 0 | 0 | 0 | 0 | 0 | 0 | 0 | 0 | 0 | 0 | 0 | 0 | 0 | 0 | 0 | 0 | 0 | 0 | 0 | 0 | 0 | 0 | 0 | 0 | 0 | 0 | 0 | 0 | 0 | 0 | 0 | 0 | 0 | 0 | 0 | 0 | 0 | 0 | 0 | 0 | 0 | 0 | 0 | 0 | 0 | 0 | 0 | 0 | 0 | 0 | 0 | 0 | 0 | 0 | 0 | 0 | 0 | 0 | 0 | 0 | 0 | 0 | 0 | 0 | 0 | 0 | 0 | 0 | 0 | 0 | 0 | 0 | 0 | 0 | 0 | 0 | 0 | 0 | 0 | 0 | 0 | 0 | 0 | 0 | 0 | 0 | 0 | 0 | 0 | 0 | 0 | 0 | 0 | 0 | 0 | 0 | 0 | 0 | 0 | 0 | 0 | 0 | 0 | 0 | 0 | 0 | 0 | 0 | 0 | 0 | 0 | 0 | 0 | 0 | 0 | 0 | 0 | 0 | 0 | 0 | 0 | 0 | 0 | 0 | 0 | 0 | 0 | 0 | 0 | 0 | 0 | 0 | 0 | 0 | 0 | 0 | 0 | 0 | 0 | 0 | 0 | 0 | 0 | 0 | 0 | 0 | 0 | 0 | 0 | 0 | 0 | 0 | 0 | 0 | 0 | 0 | 0 | 0 | 0 | 0 | 0 | 0 | 0 | 0 | 0 | 0 | 0 | 0 | 0 | 0 | 0 | 0 | 0 | 0 | 0 | 0 | 0 | 0 | 0 | 0 | 0 | 0 | 0 | 0 | 0 | 0 | 0 | 0 | 0 | 0 | 0 | 0 | 0 | 0 | 0 | 0 | 0 | 0 | 0 | 0 | 0 | 0 | 0 | 0 | 0 | 0 | 0 | 0 | 0 | 0 | 0 | 0 | 0 | 0 | 0 | 0 | 0 | 0 | 0 | 0 | 0 | 0 | 0 | 0 | 0 | 0 | 0 | 0 | 0 | 0 | 0 | 0 | 0 | 0 | 0 | 0 | 0 | 0 | 0 | 0 | 0 | 0 | 0 | 0 | 0 | 0 | 0 | 0 | 0 | 0 | 0 | 0 | 0 | 0 | 0 | 0 | 0 | 0 | 0 | 0 | 0 | 0 | 0 | 0 | 0 | 0 | 0 | 0 | 0 | 0 | 0 | 0 | 0 | 0 | 0 | 0 | 0 | 0 | 0 | 0 | 0 | 0 | 0 | 0 | 0 | 0 | 0 | 0 | 0 | 0 | 0 | 0 | 0 | 0 | 0 | 0 | 0 | 0 | 0 | 0 | 0 | 0 | 0 | 0 | 0 | 0 | 0 | 0 | 0 | 0 | 0 | 0 | 0 | 0 | 0 | 0 | 0 | 0 | 0 | 0 | 0 | 0 | 0 | 0 | 0 | 0 | 0 | 0 | 0 | 0 | 0 | 0 | 0 | 0 | 0 | 0 | 0 | 0 | 0 | 0 | 0 | 0 | 0 | 0 | 0 | 0 | 0 | 0 | 0 | 0 | 0 | 0 | 0 | 0 | 0 | 0 | 0 | 0 | 0 | 0 | 0 | 0 | 0 | 0 | 0 | 0 | 0 | 0 | 0 | 0 | 0 | 0 | 0 | 0 | 0 | 0 | 0 | 0 | 0 | 0 | 0 | 0 | 0 | 0 | 0 | 0 | 0 | 0 | 0 | 0 | 0 | 0 | 0 | 0 | 0 | 0 | 0 | 0 | 0 | 0 | 0 | 0 | 0 | 0 | 0 | 0 | 0 | 0 | 0 | 0 | 0 | 0 | 0 | 0 | 0 | 0 | 0 | 0 | 0 | 0 | 0 | 0 | 0 | 0 | 0 | 0 | 0 | 0 | 0 | 0 | 0 | 0 | 0 | 0 | 0 | 0 | 0 | 0 | 0 | 0 | 0 | 0 | 0 | 0 | 0 | 0 | 0 | 0 | 0 | 0 | 0 | 0 | 0 | 0 | 0 | 0 | 0 | 0 | 0 | 0 | 0 | 0 | 0 | 0 | 0 | 0 | 0 | 0 | 0 | 0 | 0 | 0 | 0 | 0 | 0 | 0 | 0 | 0 | 0 | 0 | 0 | 0 | 0 | 0 | 0 | 0 | 0 | 0 | 0 | 0 | 0 | 0 | 0 | 0 | 0 | 0 | 0 | 0 | 0 | 0 | 0 | 0 | 0 | 0 | 0 | 0 | 0 | 0 | 0 | 0 | 0 | 0 | 0 | 0 | 0 | 0 | 0 | 0 | 0 | 0 | 0 | 0 | 0 | 0 | 0 | 0 | 0 | 0 | 0 | 0 | 0 | 0 | 0 | 0 | 0 | 0 | 0 | 0 | 0 | 0 | 0 | 0 | 0 | 0 | 0 | 0 | 0 | 0 | 0 | 0 | 0 | 0 | 0 | 0 | 0 | 0 | 0 | 0 | 0 | 0 | 0 | 0 | 0 | 0 | 0 | 0 | 0 | 0 | 0 | 0 | 0 | 0 | 0 | 0 | 0 | 0 | 0 | 0 | 0 | 0 | 0 | 0 | 0 | 0 | 0 | 0 | 0 | 0 | 0 | 0 | 0 | 0 | 0 | 0 | 0 | 0 | 0 | 0 | 0 | 0 | 0 | 0 | 0 | 0 | 0 | 0 | 0 | 0 | 0 | 0 | 0 | 0 | 0 | 0 | 0 | 0 | 0 | 0 | 0 | 0 | 0 | 0 | 0 | 0 | 0 | 0 | 0 | 0 | 0 | 0 | 0 | 0 | 0 | 0 | 0 | 0 | 0 | 0 | 0 | 0 | 0 | 0 | 0 | 0 | 0 | 0 | 0 | 0 | 0 | 0 | 0 | 0 | 0 | 0 | 0 | 0 | 0 | 0 | 0 | 0 | 0 | 0 | 0 | 0 | 0 | 0 | 0 | 0 | 0 | 0 | 0 | 0 | 0 | 0 | 0 | 0 | 0 | 0 | 0 | 0 | 0 | 0 | 0 | 0 | 0 | 0 | 0 | 0 | 0 | 0 | 0 | 0 | 0 | 0 | 0 | 0 | 0 | 0 | 0 | 0 | 0 | 0 | 0 | 0 | 0 | 0 | 0 | 0 | 0 | 0 | 0 | 0 | 0 | 0 | 0 | 0 | 0 | 0 | 0 | 0 | 0 | 0 | 0 | 0 | 0 | 0 | 0 | 0 | 0 | 0 | 0 | 0 | 0 | 0 | 0 | 0 | 0 | 0 | 0 | 0 | 0 | 0 | 0 | 0 | 0 | 0 | 0 | 0 | 0 | 0 | 0 | 0 | 0 | 0 | 0 | 0 | 0 | 0 | 0 | 0 | 0 | 0 | 0 | 0 | 0 | 0 | 0 | 0 | 0 | 0 | 0 | 0 | 0 | 0 | 0 | 0 | 0 | 0 | 0 | 0 | 0 | 0 | 0 | 0 | 0 | 0 | 0 | 0 | 0 | 0 | 0 | 0 | 0 | 0 | 0 | 0 | 0 | 0 | 0 | 0 | 0 | 0 | 0 | 0 | 0 | 0 | 0 | 0 | 0 | 0 | 0 | 0 | 0 | 0 | 0 | 0 | 0 | 0 | 0 | 0 | 0 | 0 | 0 | 0 | 0 | 0 | 0 | 0 | 0 | 0 | 0 | 0 | 0 | 0 | 0 | 0 | 0 | 0 | 0 | 0 | 0 | 0 | 0 | 0 | 0 | 0 | 0 | 0 | 0 | 0 | 0 | 0 | 0 | 0 | 0 | 0 | 0 | 0 | 0 | 0 | 0 | 0 | 0 | 0 | 0 | 0 | 0 | 0 | 0 | 0 | 0 | 0 | 0 | 0 | 0 | 0 | 0 | 0 | 0 | 0 | 0 | 0 | 0 | 0 | 0 | 0 | 0 | 0 | 0 | 0 | 0 | 0 | 0 | 0 | 0 | 0 | 0 | 0 | 0 | 0 | 0 | 0 | 0 | 0 | 0 | 0 | 0 | 0 | 0 | 0 | 0 | 0 | 0 | 0 | 0 | 0 | 0 | 0 | 0 | 0 | 0 | 0 | 0 | 0 | 0 | 0 | 0 | 0 | 0 | 0 | 0 | 0 | 0 | 0 | 0 | 0 | 0 | 0 | 0 | 0 | 0 | 0 | 0 | 0 | 0 | 0 | 0 | 0 | 0 | 0 | 0 | 0 | 0 | 0 | 0 | 0 | 0 | 0 | 0 | 0 | 0 | 0 | 0 | 0 | 0 | 0 | 0 | 0 | 0 | 0 | 0 | 0 | 0 | 0 | 0 | 0 | 0 | 0 | 0 | 0 | 0 | 0 | 0 | 0 | 0 | 0 | 0 | 0 | 0 | 0 | 0 | 0 | 0 | 0 | 0 | 0 | 0 | 0 | 0 | 0 | 0 | 0 | 0 | 0 | 0 | 0 | 0 | 0 | 0 | 0 | 0 | 0 | 0 | 0 | 0 | 0 | 0 | 0 | 0 | 0 | 0 | 0 | 0 | 0 | 0 | 0 | 0 | 0 | 0 | 0 | 0 | 0 | 0 | 0 | 0 | 0 | 0 | 0 | 0 | 0 | 0 | 0 | 0 | 0 | 0 | 0 | 0 | 0 | 0 | 0 | 0 | 0 | 0 | 0 | 0 | 0 | 0 | 0 | 0 | 0 | 0 | 0 | 0 | 0 | 0 | 0 | 0 | 0 | 0 | 0 | 0 | 0 | 0 | 0 | 0 | 0 | 0 | 0 | 0 | 0 | 0 | 0 | 0 | 0 | 0 | 0 | 0 | 0 | 0 | 0 | 0 | 0 | 0 | 0 | 0 | 0 | 0 | 0 | 0 | 0 | 0 | 0 | 0 | 0 | 0 | 0 | 0 | 0 | 0 | 0 | 0 | 0 | 0 | 0 | 0 | 0 | 0 | 0 | 0 | 0 | 0 | 0 | 0 | 0 | 0 | 0 | 0 | 0 | 0 | 0 | 0 | 0 | 0 | 0 | 0 | 0 | 0 | 0 | 0 | 0 | 0 | 0 | 0 | 0 | 0 | 0 | 0 | 0 | 0 | 0 | 0 | 0 | 0 | 0 | 0 | 0 | 0 | 0 | 0 | 0 | 0 | 0 | 0 | 0 | 0 | 0 | 0 | 0 | 0 | 0 | 0 | 0 | 0 | 0 | 0 | 0 | 0 | 0 | 0 | 0 | 0 | 0 | 0 | 0 | 0 | 0 | 0 | 0 | 0 | 0 | 0 | 0 | 0 | 0 | 0 | 0 | 0 | 0 | 0 | 0 | 0 | 0 | 0 | 0 | 0 | 0 | 0 | 0 | 0 | 0 | 0 | 0 | 0 | 0 | 0 | 0 | 0 | 0 | 0 | 0 | 0 | 0 | 0 | 0 | 0 | 0 | 0 | 0 | 0 | 0 | 0 | 0 | 0 | 0 | 0 | 0 | 0 | 0 | 0 | 0 | 0 | 0 | 0 | 0 | 0 | 0 | 0 | 0 | 0 | 0 | 0 | 0 | 0 | 0 | 0 | 0 | 0 | 0 | 0 | 0 | 0 | 0 | 0 | 0 | 0 | 0 | 0 | 0 | 0 | 0 | 0 | 0 | 0 | 0 | 0 | 0 | 0 | 0 | 0 | 0 | 0 | 0 | 0 | 0 | 0 | 0 | 0 | 0 | 0 | 0 | 0 | 0 | 0 | 0 | 0 | 0 | 0 | 0 | 0 | 0 | 0 | 0 | 0 | 0 | 0 | 0 | 0 | 0 | 0 | 0 | 0 | 0 | 0 | 0 | 0 | 0 | 0 | 0 | 0 | 0 | 0 | 0 | 0 | 0 | 0 | 0 | 0 | 0 | 0 | 0 | 0 | 0 | 0 | 0 | 0 | 0 | 0 | 0 | 0 | 0 | 0 | 0 | 0 | 0 | 0 | 0 | 0 | 0 | 0 | 0 | 0 | 0 | 0 | 0 | 0 | 0 | 0 | 0 | 0 | 0 | 0 | 0 | 0 | 0 | 0 | 0 | 0 | 0 | 0 | 0 | 0 | 0 | 0 | 0 | 0 | 0 | 0 | 0 | 0 | 0 | 0 | 0 | 0 | 0 | 0 | 0 | 0 | 0 | 0 | 0 | 0 | 0 | 0 | 0 | 0 | 0 | 0 | 0 | 0 | 0 | 0 | 0 | 0 | 0 | 0 | 0 | 0 | 0 | 0 | 0 | 0 | 0 | 0 | 0 | 0 | 0 | 0 | 0 | 0 | 0 | 0 | 0 | 0 | 0 | 0 | 0 | 0 | 0 | 0 | 0 | 0 | 0 | 0 | 0 | 0 | 0 | 0 | 0 | 0 | 0 | 0 | 0 | 0 | 0 | 0 | 0 | 0 | 0 | 0 | 0 | 0 | 0 | 0 | 0 | 0 | 0 | 0 | 0 | 0 | 0 | 0 | 0 | 0 | 0 | 0 | 0 | 0 | 0 | 0 | 0 | 0 | 0 | 0 | 0 | 0 | 0 | 0 | 0 | 0 | 0 | 0 | 0 | 0 | 0 | 0 | 0 | 0 | 0 | 0 | 0 | 0 | 0 | 0 | 0 | 0 | 0 | 0 | 0 | 0 | 0 | 0 | 0 | 0 | 0 | 0 | 0 | 0 | 0 | 0 | 0 | 0 | 0 | 0 | 0 | 0 | 0 | 0 | 0 | 0 | 0 | 0 | 0 | 0 | 0 | 0 | 0 | 0 | 0 | 0 | 0 | 0 | 0 | 0 | 0 | 0 | 0 | 0 | 0 | 0 | 0 | 0 | 0 | 0 | 0 | 0 | 0 | 0 | 0 | 0 | 0 | 0 | 0 | 0 | 0 | 0 | 0 | 0 | 0 | 0 | 0 | 0 | 0 | 0 | 0 | 0 | 0 | 0 | 0 | 0 | 0 | 0 | 0 | 0 | 0 | 0 | 0 | 0 | 0 | 0 | 0 | 0 | 0 | 0 | 0 | 0 | 0 | 0 | 0 | 0 | 0 | 0 | 0 | 0 | 0 | 0 | 0 | 0 | 0 | 0 | 0 | 0 | 0 | 0 | 0 | 0 | 0 | 0 | 0 | 0 | 0 | 0 | 0 | 0 | 0 | 0 | 0 | 0 | 0 | 0 | 0 | 0 | 0 | 0 | 0 | 0 | 0 | 0 | 0 | 0 | 0 | 0 | 0 | 0 | 0 | 0 | 0 | 0 | 0 | 0 | 0 | 0 | 0 | 0 | 0 | 0 | 0 | 0 | 0 | 0 | 0 | 0 | 0 | 0 | 0 | 0 | 0 | 0 | 0 | 0 | 0 | 0 | 0 | 0 | 0 | 0 | 0 | 0 | 0 | 0 | 0 | 0 | 0 | 0 | 0 | 0 | 0 | 0 | 0 | 0 | 0 | 0 | 0 | 0 | 0 | 0 | 0 | 0 | 0 | 0 | 0 | 0 | 0 | 0 | 0 | 0 | 0 | 0 | 0 | 0 | 0 | 0 | 0 | 0 | 0 | 0 | 0 | 0 | 0 | 0 | 0 | 0 | 0 | 0 | 0 | 0 | 0 | 0 | 0 | 0 | 0 | 0 | 0 | 0 | 0 | 0 | 0 | 0 | 0 | 0 | 0 | 0 | 0 | 0 | 0 | 0 | 0 | 0 | 0 | 0 | 0 | 0 | 0 | 0 | 0 | 0 | 0 | 0 | 0 | 0 | 0 | 0 | 0 | 0 | 0 | 0 | 0 | 0 | 0 | 0 | 0 | 0 | 0 | 0 | 0 | 0 | 0 | 0 | 0 | 0 | 0 | 0 | 0 | 0 | 0 | 0 | 0 | 0 | 0 | 0 | 0 | 0 | 0 | 0 | 0 | 0 | 0 | 0 | 0 | 0 | 0 | 0 | 0 | 0 | 0 | 0 | 0 | 0 | 0 | 0 | 0 | 0 | 0 | 0 | 0 | 0 | 0 | 0 | 0 | 0 | 0 | 0 | 0 | 0 | 0 | 0 | 0 | 0 | 0 | 0 | 0 | 0 | 0 | 0 | 0 | 0 | 0 | 0 | 0 | 0 | 0 | 0 | 0 | 0 | 0 | 0 | 0 | 0 | 0 | 0 | 0 | 0 | 0 | 0 | 0 | 0 | 0 | 0 | 0 | 0 | 0 | 0 | 0 | 0 | 0 | 0 | 0 | 0 | 0 | 0 | 0 | 0 | 0 | 0 | 0 | 0 | 0 | 0 | 0 | 0 | 0 | 0 | 0 | 0 | 0 | 0 | 0 | 0 | 0 | 0 | 0 | 0 | 0 | 0 | 0 | 0 | 0 | 0 | 0 | 0 | 0 | 0 | 0 | 0 | 0 | 0 | 0 | 0 | 0 | 0 | 0 | 0 | 0 | 0 | 0 | 0 | 0 | 0 | 0 | 0 | 0 | 0 | 0 | 0 | 0 | 0 | 0 | 0 | 0 | 0 | 0 | 0 | 0 | 0 | 0 | 0 | 0 | 0 | 0 | 0 | 0 | 0 | 0 | 0 | 0 | 0 | 0 | 0 | 0 | 0 | 0 | 0 | 0 | 0 | 0 | 0 | 0 | 0 | 0 | 0 | 0 | 0 | 0 | 0 | 0 | 0 | 0 | 0 | 0 | 0 | 0 | 0 | 0 | 0 | 0 | 0 | 0 | 0 | 0 | 0 | 0 | 0 | 0 | 0 | 0 | 0 | 0 | 0 | 0 | 0 | 0 | 0 | 0 | 0 | 0 | 0 | 0 | 0 | 0 | 0 | 0 | 0 | 0 | 0 | 0 | 0 | 0 | 0 | 0 | 0 | 0 | 0 | 0 | 0 | 0 | 0 | 0 | 0 | 0 | 0 | 0 | 0 | 0 | 0 | 0 | 0 | 0 | 0 | 0 | 0 | 0 | 0 | 0 | 0 | 0 | 0 | 0 | 0 | 0 | 0 | 0 | 0 | 0 | 0 | 0 | 0 | 0 | 0 | 0 | 0 | 0 | 0 | 0 | 0 | 0 | 0 | 0 | 0 | 0 | 0 | 0 | 0 | 0 | 0 | 0 | 0 | 0 | 0 | 0 | 0 | 0 | 0 | 0 | 0 | 0 | 0 | 0 | 0 | 0 | 0 | 0 | 0 | 0 | 0 | 0 | 0 | 0 | 0 | 0 | 0 | 0 | 0 | 0 | 0 | 0 | 0 | 0 | 0 | 0 | 0 | 0 | 0 | 0 | 0 | 0 | 0 | 0 | 0 | 0 | 0 | 0 | 0 | 0 | 0 | 0 | 0 | 0 | 0 | 0 | 0 | 0 | 0 | 0 | 0 | 0 | 0 | 0 | 0 | 0 | 0 | 0 | 0 | 0 | 0 | 0 | 0 | 0 | 0 | 0 | 0 | 0 | 0 | 0 | 0 | 0 | 0 | 0 | 0 | 0 | 0 | 0 | 0 | 0 | 0 | 0 | 0 | 0 | 0 | 0 | 0 | 0 | 0 | 0 | 0 | 0 | 0 | 0 | 0 | 0 | 0 | 0 | 0 | 0 | 0 | 0 | 0 | 0 | 0 | 0 | 0 | 0 | 0 | 0 | 0 | 0 | 0 | 0 | 0 | 0 | 0 | 0 | 0 | 0 | 0 | 0 | 0 | 0 | 0 | 0 | 0 | 0 | 0 | 0 | 0 | 0 | 0 | 0 | 0 | 0 | 0 | 0 | 0 | 0 | 0 | 0 | 0 | 0 | 0 | 0 | 0 | 0 | 0 | 0 | 0 | 0 | 0 | 0 | 0 | 0 | 0 | 0 | 0 | 0 | 0 | 0 | 0 | 0 | 0 | 0 | 0 | 0 | 0 | 0 | 0 | 0 | 0 | 0 | 0 | 0 | 0 | 0 | 0 | 0 | 0 | 0 | 0 | 0 | 0 | 0 | 0 | 0 | 0 | 0 | 0 | 0 | 0 | 0 | 0 | 0 | 0 | 0 | 0 | 0 | 0 | 0 | 0 | 0 | 0 | 0 | 0 | 0 | 0 | 0 | 0 | 0 | 0 | 0 | 0 | 0 | 0 | 0 | 0 | 0 | 0 | 0 | 0 | 0 | 0 | 0 | 0 | 0 | 0 | 0 | 0 | 0 | 0 | 0 | 0 | 0 | 0 | 0 | 0 | 0 | 0 | 0 | 0 | 0 | 0 | 0 | 0 | 0 | 0 | 0 | 0 | 0 | 0 | 0 | 0 | 0 | 0 | 0 | 0 | 0 | 0 | 0 | 0 | 0 | 0 | 0 | 0 | 0 | 0 | 0 | 0 | 0 | 0 | 0 | 0 | 0 | 0 | 0 | 0 | 0 | 0 | 0 | 0 | 0 | 0 | 0 | 0 | 0 | 0 | 0 | 0 | 0 | 0 | 0 | 0 | 0 | 0 | 0 | 0 | 0 | 0 | 0 | 0 | 0 | 0 | 0 | 0 | 0 | 0 | 0 | 0 | 0 | 0 | 0 | 0 | 0 | 0 | 0 | 0 | 0 | 0 | 0 | 0 | 0 | 0 | 0 | 0 | 0 | 0 | 0 | 0 | 0 | 0 | 0 | 0 | 0 | 0 | 0 | 0 | 0 | 0 | 0 | 0 | 0 | 0 | 0 | 0 | 0 | 0 | 0 | 0 | 0 | 0 | 0 | 0 | 0 | 0 | 0 | 0 | 0 | 0 | 0 | 0 | 0 | 0 | 0 | 0 | 0 | 0 | 0 | 0 | 0 | 0 | 0 | 0 | 0 | 0 | 0 | 0 | 0 | 0 | 0 | 0 | 0 | 0 | 0 | 0 | 0 | 0 | 0 | 0 | 0 | 0 | 0 | 0 | 0 | 0 | 0 | 0 | 0 | 0 | 0 | 0 | 0 | 0 | 0 | 0 | 0 | 0 | 0 | 0 | 0 | 0 | 0 | 0 | 0 | 0 | 0 | 0 | 0 | 0 | 0 | 0 | 0 | 0 | 0 | 0 | 0 | 0 | 0 | 0 | 0 | 0 | 0 | 0 | 0 | 0 | 0 | 0 | 0 | 0 | 0 | 0 | 0 | 0 | 0 | 0 | 0 | 0 | 0 | 0 | 0 | 0 | 0 | 0 | 0 | 0 | 0 | 0 | 0 | 0 | 0 | 0 | 0 | 0 | 0 | 0 | 0 | 0 | 0 | 0 | 0 | 0 | 0 | 0 | 0 | 0 | 0 | 0 | 0 | 0 | 0 | 0 | 0 | 0 | 0 | 0 | 0 | 0 | 0 | 0 | 0 | 0 | 0 | 0 | 0 | 0 | 0 | 0 | 0 | 0 | 0 | 0 | 0 | 0 | 0 | 0 | 0 | 0 | 0 | 0 | 0 | 0 | 0 | 0 | 0 | 0 | 0 | 0 | 0 | 0 | 0 | 0 | 0 | 0 | 0 | 0 | 0 | 0 | 0 | 0 | 0 | 0 | 0 | 0 | 0 | 0 | 0 | 0 | 0 | 0 | 0 | 0 | 0 | 0 | 0 | 0 | 0 | 0 | 0 | 0 | 0 | 0 | 0 | 0 | 0 | 0 | 0 | 0 | 0 | 0 | 0 | 0 | 0 | 0 | 0 | 0 | 0 | 0 | 0 | 0 | 0 | 0 | 0 | 0 | 0 | 0 | 0 | 0 | 0 | 0 | 0 | 0 | 0 | 0 | 0 | 0 | 0 | 0 | 0 | 0 | 0 | 0 | 0 | 0 | 0 | 0 | 0 | 0 | 0 | 0 | 0 | 0 | 0 | 0 | 0 | 0 | 0 | 0 | 0 | 0 | 0 | 0 | 0 | 0 | 0 | 0 | 0 | 0 | 0 | 0 | 0 | 0 | 0 | 0 | 0 | 0 | 0 | 0 | 0 | 0 | 0 | 0 | 0 | 0 | 0 | 0 | 0 | 0 | 0 | 0 | 0 | 0 | 0 | 0 | 0 | 0 | 0 | 0 | 0 | 0 | 0 | 0 | 0 | 0 | 0 | 0 | 0 | 0 | 0 | 0 | 0 | 0 | 0 | 0 | 0 | 0 | 0 | 0 | 0 | 0 | 0 | 0 | 0 | 0 | 0 | 0 | 0 | 0 | 0 | 0 | 0 | 0 | 0 | 0 | 0 | 0 | 0 | 0 | 0 | 0 | 0 | 0 | 0 | 0 | 0 | 0 | 0 | 0 | 0 | 0 | 0 | 0 | 0 | 0 | 0 | 0 | 0 | 0 | 0 | 0 | 0 | 0 | 0 | 0 | 0 | 0 | 0 | 0 | 0 | 0 | 0 | 0 | 0 | 0 | 0 | 0 | 0 | 0 | 0 | 0 | 0 | 0 | 0 | 0 | 0 | 0 | 0 | 0 | 0 | 0 | 0 | 0 | 0 | 0 | 0 | 0 | 0 | 0 | 0 | 0 | 0 | 0 | 0 | 0 | 0 | 0 | 0 | 0 | 0 | 0 | 0 | 0 | 0 | 0 | 0 | 0 | 0 | 0 | 0 | 0 | 0 | 0 | 0 | 0 | 0 | 0 | 0 | 0 | 0 | 0 | 0 | 0 | 0 | 0 | 0 | 0 | 0 | 0 | 0 | 0 | 0 | 0 | 0 | 0 | 0 | 0 | 0 | 0 | 0 | 0 | 0 | 0 | 0 | 0 | 0 | 0 | 0 | 0 | 0 | 0 | 0 | 0 | 0 | 0 | 0 | 0 | 0 | 0 | 0 | 0 | 0 | 0 | 0 | 0 | 0 | 0 | 0 | 0 | 0 | 0 | 0 | 0 | 0 | 0 | 0 | 0 | 0 | 0 | 0 | 0 | 0 | 0 | 0 | 0 | 0 | 0 | 0 | 0 | 0 | 0 | 0 | 0 | 0 | 0 | 0 | 0 | 0 | 0 | 0 | 0 | 0 | 0 | 0 | 0 | 0 | 0 | 0 | 0 | 0 | 0 | 0 | 0 | 0 | 0 | 0 | 0 | 0 | 0 | 0 | 0 | 0 | 0 | 0 | 0 | 0 | 0 | 0 | 0 | 0 | 0 | 0 | 0 | 0 | 0 | 0 | 0 | 0 | 0 | 0 | 0 | 0 | 0 | 0 | 0 | 0 | 0 | 0 | 0 | 0 | 0 | 0 | 0 | 0 | 0 | 0 | 0 | 0 | 0 | 0 | 0 | 0 | 0 | 0 | 0 | 0 | 0 | 0 | 0 | 0 | 0 | 0 | 0 | 0 | 0 | 0 | 0 | 0 | 0 | 0 | 0 | 0 | 0 | 0 | 0 | 0 | 0 | 0 | 0 | 0 | 0 | 0 | 0 | 0 | 0 | 0 | 0 | 0 | 0 | 0 | 0 | 0 | 0 | 0 | 0 | 0 | 0 | 0 | 0 | 0 | 0 | 0 | 0 | 0 | 0 | 0 | 0 | 0 | 0 | 0 | 0 | 0 | 0 | 0 | 0 | 0 | 0 | 0 | 0 | 0 | 0 | 0 | 0 | 0 | 0 | 0 | 0 | 0 | 0 | 0 | 0 | 0 | 0 | 0 | 0 | 0 | 0 | 0 | 0 | 0 | 0 | 0 | 0 | 0 | 0 | 0 | 0 | 0 | 0 | 0 | 0 | 0 | 0 | 0 | 0 | 0 | 0 | 0 | 0 | 0 | 0 | 0 | 0 | 0 | 0 | 0 | 0 | 0 | 0 | 0 | 0 | 0 | 0 | 0 | 0 | 0 | 0 | 0 | 0 | 0 | 0 | 0 | 0 | 0 | 0 | 0 | 0 | 0 | 0 | 0 | 0 | 0 | 0 | 0 | 0 | 0 | 0 | 0 | 0 | 0 | 0 | 0 | 0 | 0 | 0 | 0 | 0 | 0 | 0 | 0 | 0 | 0 | 0 | 0 | 0 | 0 | 0 | 0 | 0 | 0 | 0 | 0 | 0 | 0 | 0 | 0 | 0 | 0 | 0 | 0 | 0 | 0 | 0 | 0 | 0 | 0 | 0 | 0 | 0 | 0 | 0 | 0 | 0 | 0 | 0 | 0 | 0 | 0 | 0 | 0 | 0 | 0 | 0 | 0 | 0 | 0 | 0 | 0 | 0 | 0 | 0 | 0 | 0 | 0 | 0 | 0 | 0 | 0 | 0 | 0 | 0 | 0 | 0 | 0 | 0 | 0 | 0 | 0 | 0 | 0 | 0 | 0 | 0 | 0 | 0 | 0 | 0 | 0 | 0 | 0 | 0 | 0 | 0 | 0 | 0 | 0 | 0 | 0 | 0 | 0 | 0 | 0 | 0 | 0 | 0 | 0 | 0 | 0 | 0 | 0 | 0 | 0 | 0 | 0 | 0 | 0 | 0 | 0 | 0 | 0 | 0 | 0 | 0 | 0 | 0 | 0 | 0 | 0 | 0 | 0 | 0 | 0 | 0 | 0 | 0 | 0 | 0 | 0 | 0 | 0 | 0 | 0 | 0 | 0 | 0 | 0 | 0 | 0 | 0 | 0 | 0 | 0 | 0 | 0 | 0 | 0 | 0 | 0 | 0 | 0 | 0 | 0 | 0 | 0 | 0 | 0 | 0 | 0 | 0 | 0 | 0 | 0 | 0 | 0 | 0 | 0 | 0 | 0 | 0 | 0 | 0 | 0 | 0 | 0 | 0 | 0 | 0 | 0 | 0 | 0 | 0 | 0 | 0 | 0 | 0 | 0 | 0 | 0 | 0 | 0 | 0 | 0 | 0 | 0 | 0 | 0 | 0 | 0 | 0 | 0 | 0 | 0 | 0 | 0 | 0 | 0 | 0 | 0 | 0 | 0 | 0 | 0 | 0 | 0 | 0 | 0 | 0 | 0 | 0 | 0 | 0 | 0 | 0 | 0 | 0 | 0 | 0 | 0 | 0 | 0 | 0 | 0 | 0 | 0 | 0 | 0 | 0 | 0 | 0 | 0 | 0 | 0 | 0 | 0 | 0 | 0 | 0 | 0 | 0 | 0 | 0 | 0 | 0 | 0 | 0 | 0 | 0 | 0 | 0 | 0 | 0 | 0 | 0 | 0 | 0 | 0 | 0 | 0 | 0 | 0 | 0 | 0 | 0 | 0 | 0 | 0 | 0 | 0 | 0 | 0 | 0 | 0 | 0 | 0 | 0 | 0 | 0 | 0 | 0 | 0 | 0 | 0 | 0 | 0 | 0 | 0 | 0 | 0 | 0 | 0 | 0 | 0 | 0 | 0 | 0 | 0 | 0 | 0 | 0 | 0 | 0 | 0 | 0 | 0 | 0 | 0 | 0 | 0 | 0 | 0 | 0 | 0 | 0 | 0 | 0 | 0 | 0 | 0 | 0 | 0 | 0 | 0 | 0 | 0 | 0 | 0 | 0 | 0 | 0 | 0 | 0 | 0 | 0 | 0 | 0 | 0 | 0 | 0 | 0 | 0 | 0 | 0 | 0 | 0 | 0 | 0 | 0 | 0 | 0 | 0 | 0 | 0 | 0 | 0 | 0 | 0 | 0 | 0 | 0 | 0 | 0 | 0 | 0 | 0 | 0 | 0 | 0 | 0 | 0 | 0 | 0 | 0 | 0 | 0 | 0 | 0 | 0 | 0 | 0 | 0 | 0 | 0 | 0 | 0 | 0 | 0 | 0 | 0 | 0 | 0 | 0 | 0 | 0 | 0 | 0 | 0 | 0 | 0 | 0 | 0 | 0 | 0 | 0 | 0 | 0 | 0 | 0 | 0 | 0 | 0 | 0 | 0 | 0 | 0 | 0 | 0 | 0 | 0 | 0 | 0 | 0 | 0 | 0 | 0 | 0 | 0 | 0 | 0 | 0 | 0 | 0 | 0 | 0 | 0 | 0 | 0 | 0 | 0 | 0 | 0 | 0 | 0 | 0 | 0 | 0 | 0 | 0 | 0 | 0 | 0 | 0 | 0 | 0 | 0 | 0 | 0 | 0 | 0 | 0 | 0 | 0 | 0 | 0 | 0 | 0 | 0 | 0 | 0 | 0 | 0 | 0 | 0 | 0 | 0 | 0 | 0 | 0 | 0 | 0 | 0 | 0 | 0 | 0 | 0 | 0 | 0 | 0 | 0 | 0 | 0 | 0 | 0 | 0 | 0 | 0 | 0 | 0 | 0 | 0 | 0 | 0 | 0 | 0 | 0 | 0 | 0 | 0 | 0 | 0 | 0 | 0 | 0 | 0 | 0 | 0 | 0 | 0 | 0 | 0 | 0 | 0 | 0 | 0 | 0 | 0 | 0 | 0 | 0 | 0 | 0 | 0 | 0 | 0 | 0 | 0 | 0 | 0 | 0 | 0 | 0 | 0 | 0 | 0 | 0 | 0 | 0 | 0 | 0 | 0 | 0 | 0 | 0 | 0 | 0 | 0 | 0 | 0 | 0 | 0 | 0 | 0 | 0 | 0 | 0 | 0 | 0 | 0 | 0 | 0 | 0 | 0 | 0 | 0 | 0 | 0 | 0 | 0 | 0 | 0 | 0 | 0 | 0 | 0 | 0 | 0 | 0 | 0 | 0 | 0 | 0 | 0 | 0 | 0 | 0 | 0 | 0 | 0 | 0 | 0 | 0 | 0 | 0 | 0 | 0 | 0 | 0 | 0 | 0 | 0 | 0 | 0 | 0 | 0 | 0 | 0 | 0 | 0 | 0 | 0 | 0 | 0 | 0 | 0 | 0 | 0 | 0 | 0 | 0 | 0 | 0 | 0 | 0 | 0 | 0 | 0 | 0 | 0 | 0 | 0 | 0 | 0 | 0 | 0 | 0 | 0 | 0 | 0 | 0 | 0 | 0 | 0 | 0 | 0 | 0 | 0 | 0 | 0 | 0 | 0 | 0 | 0 | 0 | 0 | 0 | 0 | 0 | 0 | 0 | 0 | 0 | 0 | 0 | 0 | 0 | 0 | 0 | 0 | 0 | 0 | 0 | 0 | 0 | 0 | 0 | 0 | 0 | 0 | 0 | 0 | 0 | 0 | 0 | 0 | 0 | 0 | 0 | 0 | 0 | 0 | 0 | 0 | 0 | 0 | 0 | 0 | 0 | 0 | 0 | 0 | 0 | 0 | 0 | 0 | 0 | 0 | 0 | 0 | 0 | 0 | 0 | 0 | 0 | 0 | 0 | 0 | 0 | 0 | 0 | 0 | 0 | 0 | 0 | 0 | 0 | 0 | 0 | 0 | 0 | 0 | 0 | 0 | 0 | 0 | 0 | 0 | 0 | 0 | 0 | 0 | 0 | 0 | 0 | 0 | 0 | 0 | 0 | 0 | 0 | 0 | 0 | 0 | 0 | 0 | 0 | 0 | 0 | 0 | 0 | 0 | 0 | 0 | 0 | 0 | 0 | 0 | 0 | 0 | 0 | 0 | 0 | 0 | 0 | 0 | 0 | 0 | 0 | 0 | 0 | 0 | 0 | 0 | 0 | 0 | 0 | 0 | 0 | 0 | 0 | 0 | 0 | 0 | 0 | 0 | 0 | 0 | 0 | 0 | 0 | 0 | 0 | 0 | 0 | 0 | 0 | 0 | 0 | 0 | 0 | 0 | 0 | 0 | 0 | 0 | 0 | 0 | 0 | 0 | 0 | 0 | 0 | 0 | 0 | 0 | 0 | 0 | 0 | 0 | 0 | 0 | 0 | 0 | 0 | 0 | 0 | 0 | 0 | 0 | 0 | 0 | 0 | 0 | 0 | 0 | 0 | 0 | 0 | 0 | 0 | 0 | 0 | 0 | 0 | 0 | 0 | 0 | 0 | 0 | 0 | 0 | 0 | 0 | 0 | 0 | 0 | 0 | 0 | 0 | 0 | 0 | 0 | 0 | 0 | 0 | 0 | 0 | 0 | 0 | 0 | 0 | 0 | 0 | 0 | 0 | 0 | 0 | 0 | 0 | 0 | 0 | 0 | 0 | 0 | 0 | 0 | 0 | 0 | 0 | 0 | 0 | 0 | 0 | 0 | 0 | 0 | 0 | 0 | 0 | 0 | 0 | 0 | 0 | 0 | 0 | 0 | 0 | 0 | 0 | 0 | 0 | 0 | 0 | 0 | 0 | 0 | 0 | 0 | 0 | 0 | 0 | 0 | 0 | 0 | 0 | 0 | 0 | 0 | 0 | 0 | 0 | 0 | 0 | 0 | 0 | 0 | 0 | 0 | 0 | 0 | 0 | 0 | 0 | 0 | 0 | 0 | 0 | 0 | 0 | 0 | 0 | 0 | 0 | 0 | 0 | 0 | 0 | 0 | 0 | 0 | 0 | 0 | 0 | 0 | 0 | 0 | 0 | 0 | 0 | 0 | 0 | 0 | 0 | 0 | 0 | 0 | 0 | 0 | 0 | 0 | 0 | 0 | 0 | 0 | 0 | 0 | 0 | 0 | 0 | 0 | 0 | 0 | 0 | 0 | 0 | 0 | 0 | 0 | 0 | 0 | 0 | 0 | 0 | 0 | 0 | 0 | 0 | 0 | 0 | 0 | 0 | 0 | 0 | 0 | 0 | 0 | 0 | 0 | 0 | 0 | 0 | 0 | 0 | 0 | 0 | 0 | 0 | 0 | 0 | 0 | 0 | 0 | 0 | 0 | 0 | 0 | 0 | 0 | 0 | 0 | 0 | 0 | 0 | 0 | 0 | 0 | 0 | 0 | 0 | 0 | 0 | 0 | 0 | 0 | 0 | 0 | 0 | 0 | 0 | 0 | 0 | 0 | 0 | 0 | 0 | 0 | 0 | 0 | 0 | 0 | 0 | 0 | 0 | 0 | 0 | 0 | 0 | 0 | 0 | 0 | 0 | 0 | 0 | 0 | 0 | 0 | 0 | 0 | 0 | 0 | 0 | 0 | 0 | 0 | 0 | 0 | 0 | 0 | 0 | 0 | 0 | 0 | 0 | 0 | 0 | 0 | 0 | 0 | 0 | 0 | 0 | 0 | 0 | 0 | 0 | 0 | 0 | 0 | 0 | 0 | 0 | 0 | 0 | 0 | 0 | 0 | 0 | 0 | 0 | 0 | 0 | 0 | 0 | 0 | 0 | 0 | 0 | 0 | 0 | 0 | 0 | 0 | 0 | 0 | 0 | 0 | 0 | 0 | 0 | 0 | 0 | 0 | 0 | 0 | 0 | 0 | 0 | 0 | 0 | 0 | 0 | 0 | 0 | 0 | 0 | 0 | 0 | 0 | 0 | 0 | 0 | 0 | 0 | 0 | 0 | 0 | 0 | 0 | 0 | 0 | 0 | 0 | 0 | 0 | 0 | 0 | 0 | 0 | 0 | 0 | 0 | 0 | 0 | 0 | 0 | 0 | 0 | 0 | 0 | 0 | 0 | 0 | 0 | 0 | 0 | 0 | 0 | 0 | 0 | 0 | 0 | 0 | 0 | 0 | 0 | 0 | 0 | 0 | 0 | 0 | 0 | 0 | 0 | 0 | 0 | 0 | 0 | 0 | 0 | 0 | 0 | 0 | 0 | 0 | 0 | 0 | 0 | 0 | 0 | 0 | 0 | 0 | 0 | 0 | 0 | 0 | 0 | 0 | 0 | 0 | 0 | 0 | 0 | 0 | 0 | 0 | 0 | 0 | 0 | 0 | 0 | 0 | 0 | 0 | 0 | 0 | 0 | 0 | 0 | 0 | 0 | 0 | 0 | 0 | 0 | 0 | 0 | 0 | 0 | 0 | 0 | 0 | 0 | 0 | 0 | 0 | 0 | 0 | 0 | 0 | 0 | 0 | 0 | 0 | 0 | 0 | 0 | 0 | 0 | 0 | 0 | 0 | 0 | 0 | 0 | 0 | 0 | 0 | 0 | 0 | 0 | 0 | 0 | 0 | 0 | 0 | 0 | 0 | 0 | 0 | 0 | 0 | 0 | 0 | 0 | 0 | 0 | 0 | 0 | 0 | 0 | 0 | 0 | 0 | 0 | 0 | 0 | 0 | 0 | 0 | 0 | 0 | 0 | 0 | 0 | 0 | 0 | 0 | 0 | 0 | 0 | 0 | 0 | 0 | 0 | 0 | 0 | 0 | 0 | 0 | 0 | 0 | 0 | 0 | 0 | 0 | 0 | 0 | 0 | 0 | 0 | 0 | 0 | 0 | 0 | 0 | 0 | 0 | 0 | 0 | 0 | 0 | 0 | 0 | 0 | 0 | 0 | 0 | 0 | 0 | 0 | 0 | 0 | 0 | 0 | 0 | 0 | 0 | 0 | 0 | 0 | 0 | 0 | 0 | 0 | 0 | 0 | 0 | 0 | 0 | 0 | 0 | 0 | 0 | 0 | 0 | 0 | 0 | 0 | 0 | 0 | 0 | 0 | 0 | 0 | 0 | 0 | 0 | 0 | 0 | 0 | 0 | 0 | 0 | 0 | 0 | 0 | 0 | 0 | 0 | 0 | 0 | 0 | 0 | 0 | 0 | 0 | 0 | 0 | 0 | 0 | 0 | 0 | 0 | 0 | 0 | 0 | 0 | 0 | 0 | 0 | 0 | 0 | 0 | 0 | 0 | 0 | 0 | 0 | 0 | 0 | 0 | 0 | 0 | 0 | 0 | 0 | 0 | 0 | 0 | 0 | 0 | 0 | 0 | 0 | 0 | 0 | 0 | 0 | 0 | 0 | 0 | 0 | 0 | 0 | 0 | 0 | 0 | 0 | 0 | 0 | 0 | 0 | 0 | 0 | 0 | 0 | 0 | 0 | 0 | 0 | 0 | 0 | 0 | 0 | 0 | 0 | 0 | 0 | 0 | 0 | 0 | 0 | 0 | 0 | 0 | 0 | 0 | 0 | 0 | 0 | 0 | 0 | 0 | 0 | 0 | 0 | 0 | 0 | 0 | 0 | 0 | 0 | 0 | 0 | 0 | 0 | 0 | 0 | 0 | 0 | 0 | 0 | 0 | 0 | 0 | 0 | 0 | 0 | 0 | 0 | 0 | 0 | 0 | 0 | 0 | 0 | 0 | 0 | 0 | 0 | 0 | 0 | 0 | 0 | 0 | 0 | 0 | 0 | 0 | 0 | 0 | 0 | 0 | 0 | 0 | 0 | 0 | 0 | 0 | 0 | 0 | 0 | 0 | 0 | 0 | 0 | 0 | 0 | 0 | 0 | 0 | 0 | 0 | 0 | 0 | 0 | 0 | 0 | 0 | 0 | 0 | 0 | 0 | 0 | 0 | 0 | 0 | 0 | 0 | 0 | 0 | 0 | 0 | 0 | 0 | 0 | 0 | 0 | 0 | 0 | 0 | 0 | 0 | 0 | 0 | 0 | 0 | 0 | 0 | 0 | 0 | 0 | 0 | 0 | 0 | 0 | 0 | 0 | 0 | 0 | 0 | 0 | 0 | 0 | 0 | 0 | 0 | 0 | 0 | 0 | 0 | 0 | 0 | 0 | 0 | 0 | 0 | 0 | 0 | 0 | 0 | 0 | 0 | 0 | 0 | 0 | 0 | 0 | 0 | 0 | 0 | 0 | 0 | 0 | 0 | 0 | 0 | 0 | 0 | 0 | 0 | 0 | 0 | 0 | 0 | 0 | 0 | 0 | 0 | 0 | 0 | 0 | 0 | 0 | 0 | 0 | 0 | 0 | 0 | 0 | 0 | 0 | 0 | 0 | 0 | 0 | 0 | 0 | 0 | 0 | 0 | 0 | 0 | 0 | 0 | 0 | 0 | 0 | 0 | 0 | 0 | 0 | 0 | 0 | 0 | 0 | 0 | 0 | 0 | 0 | 0 | 0 | 0 | 0 | 0 | 0 | 0 | 0 | 0 | 0 | 0 | 0 | 0 | 0 | 0 | 0 | 0 | 0 | 0 | 0 | 0 | 0 | 0 | 0 | 0 | 0 | 0 | 0 | 0 | 0 | 0 | 0 | 0 | 0 | 0 | 0 | 0 | 0 | 0 | 0 | 0 | 0 | 0 | 0 | 0 | 0 | 0 | 0 | 0 | 0 | 0 | 0 | 0 | 0 | 0 | 0 | 0 | 0 | 0 | 0 | 0 | 0 | 0 | 0 | 0 | 0 | 0 | 0 | 0 | 0 | 0 | 0 | 0 | 0 | 0 | 0 | 0 | 0 | 0 | 0 | 0 | 0 | 0 | 0 | 0 | 0 | 0 | 0 | 0 | 0 | 0 | 0 | 0 | 0 | 0 | 0 | 0 | 0 | 0 | 0 | 0 | 0 | 0 | 0 | 0 | 0 | 0 | 0 | 0 | 0 | 0 | 0 | 0 | 0 | 0 | 0 | 0 | 0 | 0 | 0 | 0 | 0 | 0 | 0 | 0 | 0 | 0 | 0 | 0 | 0 | 0 | 0 | 0 | 0 | 0 | 0 | 0 | 0 | 0 | 0 | 0 | 0 | 0 | 0 | 0 | 0 | 0 | 0 | 0 | 0 | 0 | 0 | 0 | 0 | 0 | 0 | 0 | 0 | 0 | 0 | 0 | 0 | 0 | 0 | 0 | 0 | 0 | 0 | 0 | 0 | 0 | 0 | 0 | 0 | 0 | 0 | 0 | 0 | 0 | 0 | 0 | 0 | 0 | 0 | 0 | 0 | 0 | 0 | 0 | 0 | 0 | 0 | 0 | 0 | 0 | 0 | 0 | 0 | 0 | 0 | 0 | 0 | 0 | 0 | 0 | 0 | 0 | 0 | 0 | 0 | 0 | 0 | 0 | 0 | 0 | 0 | 0 | 0 | 0 | 0 | 0 | 0 | 0 | 0 | 0 | 0 | 0 | 0 | 0 | 0 | 0 | 0 | 0 | 0 | 0 | 0 | 0 | 0 | 0 | 0 | 0 | 0 | 0 | 0 | 0 | 0 | 0 | 0 | 0 | 0 | 0 | 0 | 0 | 0 | 0 | 0 | 0 | 0 | 0 | 0 | 0 | 0 | 0 | 0 | 0 | 0 | 0 | 0 | 0 | 0 | 0 | 0 | 0 | 0 | 0 | 0 | 0 | 0 | 0 | 0 | 0 | 0 | 0 | 0 | 0 | 0 | 0 | 0 | 0 | 0 | 0 | 0 | 0 | 0 | 0 | 0 | 0 | 0 | 0 | 0 | 0 | 0 | 0 | 0 | 0 | 0 | 0 | 0 | 0 | 0 | 0 | 0 | 0 | 0 | 0 | 0 | 0 | 0 | 0 | 0 | 0 | 0 | 0 | 0 | 0 | 0 | 0 | 0 | 0 | 0 | 0 | 0 | 0 | 0 | 0 | 0 | 0 | 0 | 0 | 0 | 0 | 0 | 0 | 0 | 0 | 0 | 0 | 0 | 0 | 0 | 0 | 0 | 0 | 0 | 0 | 0 | 0 | 0 | 0 | 0 | 0 | 0 | 0 | 0 | 0 | 0 | 0 | 0 | 0 | 0 | 0 | 0 | 0 | 0 | 0 | 0 | 0 | 0 | 0 | 0 | 0 | 0 | 0 | 0 | 0 | 0 | 0 | 0 | 0 | 0 | 0 | 0 | 0 | 0 | 0 | 0 | 0 | 0 | 0 | 0 | 0 | 0 | 0 | 0 | 0 | 0 | 0 | 0 | 0 | 0 | 0 | 0 | 0 | 0 | 0 | 0 | 0 | 0 | 0 | 0 | 0 | 0 | 0 | 0 | 0 | 0 | 0 | 0 | 0 | 0 | 0 | 0 | 0 | 0 | 0 | 0 | 0 | 0 | 0 | 0 | 0 | 0 | 0 | 0 | 0 | 0 | 0 | 0 | 0 | 0 | 0 | 0 | 0 | 0 | 0 | 0 | 0 | 0 | 0 | 0 | 0 | 0 | 0 | 0 | 0 | 0 | 0 | 0 | 0 | 0 | 0 | 0 | 0 | 0 | 0 | 0 | 0 | 0 | 0 | 0 | 0 | 0 | 0 | 0 | 0 | 0 | 0 | 0 | 0 | 0 | 0 | 0 | 0 | 0 | 0 | 0 | 0 | 0 | 0 | 0 | 0 | 0 | 0 | 0 | 0 | 0 | 0 | 0 | 0 | 0 | 0 | 0 | 0 | 0 | 0 | 0 | 0 | 0 | 0 | 0 | 0 | 0 | 0 | 0 | 0 | 0 | 0 | 0 | 0 | 0 | 0 | 0 | 0 | 0 | 0 | 0 | 0 | 0 | 0 | 0 | 0 | 0 | 0 | 0 | 0 | 0 | 0 | 0 | 0 | 0 | 0 | 0 | 0 | 0 | 0 | 0 | 0 | 0 | 0 | 0 | 0 | 0 | 0 | 0 | 0 | 0 | 0 | 0 | 0 | 0 | 0 | 0 | 0 | 0 | 0 | 0 | 0 | 0 | 0 | 0 | 0 | 0 | 0 | 0 | 0 | 0 | 0 | 0 | 0 | 0 | 0 | 0 | 0 | 0 | 0 | 0 | 0 | 0 | 0 | 0 | 0 | 0 | 0 | 0 | 0 | 0 | 0 | 0 | 0 | 0 | 0 | 0 | 0 | 0 | 0 | 0 | 0 | 0 | 0 | 0 | 0 | 0 | 0 | 0 | 0 | 0 | 0 | 0 | 0 | 0 | 0 | 0 | 0 | 0 | 0 | 0 | 0 | 0 | 0 | 0 | 0 | 0 | 0 | 0 | 0 | 0 | 0 | 0 | 0 | 0 | 0 | 0 | 0 | 0 | 0 | 0 | 0 | 0 | 0 | 0 | 0 | 0 | 0 | 0 | 0 | 0 | 0 | 0 | 0 | 0 | 0 | 0 | 0 | 0 | 0 | 0 | 0 | 0 | 0 | 0 | 0 | 0 | 0 | 0 | 0 | 0 | 0 | 0 | 0 | 0 | 0 | 0 | 0 | 0 | 0 | 0 | 0 | 0 | 0 | 0 | 0 | 0 | 0 | 0 | 0 | 0 | 0 | 0 | 0 | 0 | 0 | 0 | 0 | 0 | 0 | 0 | 0 | 0 | 0 | 0 | 0 | 0 | 0 | 0 | 0 | 0 | 0 | 0 | 0 | 0 | 0 | 0 | 0 | 0 | 0 | 0 | 0 | 0 | 0 | 0 | 0 | 0 | 0 | 0 | 0 | 0 | 0 | 0 | 0 | 0 | 0 | 0 | 0 | 0 | 0 | 0 | 0 | 0 | 0 | 0 | 0 | 0 | 0 | 0 | 0 | 0 | 0 | 0 | 0 | 0 | 0 | 0 | 0 | 0 | 0 | 0 | 0 | 0 | 0 | 0 | 0 | 0 | 0 | 0 | 0 | 0 | 0 | 0 | 0 | 0 | 0 | 0 | 0 | 0 | 0 | 0 | 0 | 0 | 0 | 0 | 0 | 0 | 0 | 0 | 0 | 0 | 0 | 0 | 0 | 0 | 0 | 0 | 0 | 0 | 0 | 0 | 0 | 0 | 0 | 0 | 0 | 0 | 0 | 0 | 0 | 0 | 0 | 0 | 0 | 0 | 0 | 0 | 0 | 0 | 0 | 0 | 0 | 0 | 0 | 0 | 0 | 0 | 0 | 0 | 0 | 0 | 0 | 0 | 0 | 0 | 0 | 0 | 0 | 0 | 0 | 0 | 0 | 0 | 0 | 0 | 0 | 0 | 0 | 0 | 0 | 0 | 0 | 0 | 0 | 0 | 0 | 0 | 0 | 0 | 0 | 0 | 0 | 0 | 0 | 0 | 0 | 0 | 0 | 0 | 0 | 0 | 0 | 0 | 0 | 0 | 0 | 0 | 0 | 0 | 0 | 0 | 0 | 0 | 0 | 0 | 0 | 0 | 0 | 0 | 0 | 0 | 0 | 0 | 0 | 0 | 0 | 0 | 0 | 0 | 0 | 0 | 0 | 0 | 0 | 0 | 0 | 0 | 0 | 0 | 0 | 0 | 0 | 0 | 0 | 0 | 0 | 0 | 0 | 0 | 0 | 0 | 0 | 0 | 0 | 0 | 0 | 0 | 0 | 0 | 0 | 0 | 0 | 0 | 0 | 0 | 0 | 0 | 0 | 0 | 0 | 0 | 0 | 0 | 0 | 0 | 0 | 0 | 0 | 0 | 0 | 0 | 0 | 0 | 0 | 0 | 0 | 0 | 0 | 0 | 0 | 0 | 0 | 0 | 0 | 0 | 0 | 0 | 0 | 0 | 0 | 0 | 0 | 0 | 0 | 0 | 0 | 0 | 0 | 0 | 0 | 0 | 0 | 0 | 0 | 0 | 0 | 0 | 0 | 0 | 0 | 0 | 0 | 0 | 0 | 0 | 0 | 0 | 0 | 0 | 0 | 0 | 0 | 0 | 0 | 0 | 0 | 0 | 0 | 0 | 0 | 0 | 0 | 0 | 0 | 0 | 0 | 0 | 0 | 0 | 0 | 0 | 0 | 0 | 0 | 0 | 0 | 0 | 0 | 0 | 0 | 0 | 0 | 0 | 0 | 0 | 0 | 0 | 0 | 0 | 0 | 0 | 0 | 0 | 0 | 0 | 0 | 0 | 0 | 0 | 0 | 0 | 0 | 0 | 0 | 0 | 0 | 0 | 0 | 0 | 0 | 0 | 0 | 0 | 0 | 0 | 0 | 0 | 0 | 0 | 0 | 0 | 0 | 0 | 0 | 0 | 0 | 0 | 0 | 0 | 0 | 0 | 0 | 0 | 0 | 0 | 0 | 0 | 0 | 0 | 0 | 0 | 0 | 0 | 0 | 0 | 0 | 0 | 0 | 0 | 0 | 0 | 0 | 0 | 0 | 0 | 0 | 0 | 0 | 0 | 0 | 0 | 0 | 0 | 0 | 0 | 0 | 0 | 0 | 0 | 0 | 0 | 0 | 0 | 0 | 0 | 0 | 0 | 0 | 0 | 0 | 0 | 0 | 0 | 0 | 0 | 0 | 0 | 0 | 0 | 0 | 0 | 0 | 0 | 0 | 0 | 0 | 0 | 0 | 0 | 0 | 0 | 0 | 0 | 0 | 0 | 0 | 0 | 0 | 0 | 0 | 0 | 0 | 0 | 0 | 0 | 0 | 0 | 0 | 0 | 0 | 0 | 0 | 0 | 0 | 0 | 0 | 0 | 0 | 0 | 0 | 0 | 0 | 0 | 0 | 0 | 0 | 0 | 0 | 0 | 0 | 0 | 0 | 0 | 0 | 0 | 0 | 0 | 0 | 0 | 0 | 0 | 0 | 0 | 0 | 0 | 0 | 0 | 0 | 0 | 0 | 0 | 0 | 0 | 0 | 0 | 0 | 0 | 0 | 0 | 0 | 0 | 0 | 0 | 0 | 0 | 0 | 0 | 0 | 0 | 0 | 0 | 0 | 0 | 0 | 0 | 0 | 0 | 0 | 0 | 0 | 0 | 0 | 0 | 0 | 0 | 0 | 0 | 0 | 0 | 0 | 0 | 0 | 0 | 0 | 0 | 0 | 0 | 0 | 0 | 0 | 0 | 0 | 0 | 0 | 0 | 0 | 0 | 0 | 0 | 0 | 0 | 0 | 0 | 0 | 0 | 0 | 0 | 0 | 0 | 0 | 0 | 0 | 0 | 0 | 0 | 0 | 0 | 0 | 0 | 0 | 0 | 0 | 0 | 0 | 0 | 0 | 0 | 0 | 0 | 0 | 0 | 0 | 0 | 0 | 0 | 0 | 0 | 0 | 0 | 0 | 0 | 0 | 0 | 0 | 0 | 0 | 0 | 0 | 0 | 0 | 0 | 0 | 0 | 0 | 0 | 0 | 0 | 0 | 0 | 0 | 0 | 0 | 0 | 0 | 0 | 0 | 0 | 0 | 0 | 0 | 0 | 0 | 0 | 0 | 0 | 0 | 0 | 0 | 0 | 0 | 0 | 0 | 0 | 0 | 0 | 0 | 0 | 0 | 0 | 0 | 0 | 0 | 0 | 0 | 0 | 0 | 0 | 0 | 0 | 0 | 0 | 0 | 0 | 0 | 0 | 0 | 0 | 0 | 0 | 0 | 0 | 0 | 0 | 0 | 0 | 0 | 0 | 0 | 0 | 0 | 0 | 0 | 0 | 0 | 0 | 0 | 0 | 0 | 0 | 0 | 0 | 0 | 0 | 0 | 0 | 0 | 0 | 0 | 0 | 0 | 0 | 0 | 0 | 0 | 0 | 0 | 0 | 0 | 0 | 0 | 0 | 0 | 0 | 0 | 0 | 0 | 0 | 0 | 0 | 0 | 0 | 0 | 0 | 0 | 0 | 0 | 0 | 0 | 0 | 0 | 0 | 0 | 0 | 0 | 0 | 0 | 0 | 0 | 0 | 0 | 0 | 0 | 0 | 0 | 0 | 0 | 0 | 0 | 0 | 0 | 0 | 0 | 0 | 0 | 0 | 0 | 0 | 0 | 0 | 0 | 0 | 0 | 0 | 0 | 0 | 0 | 0 | 0 | 0 | 0 | 0 | 0 | 0 | 0 | 0 | 0 | 0 | 0 | 0 | 0 | 0 | 0 | 0 | 0 | 0 | 0 | 0 | 0 | 0 | 0 | 0 | 0 | 0 | 0 | 0 | 0 | 0 | 0 | 0 | 0 | 0 | 0 | 0 | 0 | 0 | 0 | 0 | 0 | 0 | 0 | 0 | 0 | 0 | 0 | 0 | 0 | 0 | 0 | 0 | 0 | 0 | 0 | 0 | 0 | 0 | 0 | 0 | 0 | 0 | 0 | 0 | 0 | 0 | 0 | 0 | 0 | 0 | 0 | 0 | 0 | 0 | 0 | 0 | 0 | 0 | 0 | 0 | 0 | 0 | 0 | 0 | 0 | 0 | 0 | 0 | 0 | 0 | 0 | 0 | 0 | 0 | 0 | 0 | 0 | 0 | 0 | 0 | 0 | 0 | 0 | 0 | 0 | 0 | 0 | 0 | 0 | 0 | 0 | 0 | 0 | 0 | 0 | 0 | 0 | 0 | 0 | 0 | 0 | 0 | 0 | 0 | 0 | 0 | 0 | 0 | 0 | 0 | 0 | 0 | 0 | 0 | 0 | 0 | 0 | 0 | 0 | 0 | 0 | 0 | 0 | 0 | 0 | 0 | 0 | 0 | 0 | 0 | 0 | 0 | 0 | 0 | 0 | 0 | 0 | 0 | 0 | 0 | 0 | 0 | 0 | 0 | 0 | 0 | 0 | 0 | 0 | 0 | 0 | 0 | 0 | 0 | 0 | 0 | 0 | 0 | 0 | 0 | 0 | 0 | 0 | 0 | 0 | 0 | 0 | 0 | 0 | 0 | 0 | 0 | 0 | 0 | 0 | 0 | 0 | 0 | 0 | 0 | 0 | 0 | 0 | 0 | 0 | 0 | 0 | 0 | 0 | 0 | 0 | 0 | 0 | 0 | 0 | 0 | 0 | 0 | 0 | 0 | 0 | 0 | 0 | 0 | 0 | 0 | 0 | 0 | 0 | 0 | 0 | 0 | 0 | 0 | 0 | 0 | 0 | 0 | 0 | 0 | 0 | 0 | 0 | 0 | 0 | 0 | 0 | 0 | 0 | 0 | 0 | 0 | 0 | 0 | 0 | 0 | 0 | 0 | 0 | 0 | 0 | 0 | 0 | 0 | 0 | 0 | 0 | 0 | 0 | 0 | 0 | 0 | 0 | 0 | 0 | 0 | 0 | 0 | 0 | 0 | 0 | 0 | 0 | 0 | 0 | 0 | 0 | 0 | 0 | 0 | 0 | 0 | 0 | 0 | 0 | 0 | 0 | 0 | 0 | 0 | 0 | 0 | 0 | 0 | 0 | 0 | 0 | 0 | 0 | 0 | 0 | 0 | 0 | 0 | 0 | 0 | 0 | 0 | 0 | 0 | 0 | 0 | 0 | 0 | 0 | 0 | 0 | 0 | 0 | 0 | 0 | 0 | 0 | 0 | 0 | 0 | 0 | 0 | 0 | 0 | 0 | 0 | 0 | 0 | 0 | 0 | 0 | 0 | 0 | 0 | 0 | 0 | 0 | 0 | 0 | 0 | 0 | 0 | 0 | 0 | 0 | 0 | 0 | 0 | 0 | 0 | 0 | 0 | 0 | 0 | 0 | 0 | 0 | 0 | 0 | 0 | 0 | 0 | 0 | 0 | 0 | 0 | 0 | 0 | 0 | 0 | 0 | 0 | 0 | 0 | 0 | 0 | 0 | 0 | 0 | 0 | 0 | 0 | 0 | 0 | 0 | 0 | 0 | 0 | 0 | 0 | 0 | 0 | 0 | 0 | 0 | 0 | 0 | 0 | 0 | 0 | 0 | 0 | 0 | 0 | 0 | 0 | 0 | 0 | 0 | 0 | 0 | 0 | 0 | 0 | 0 | 0 | 0 | 0 | 0 | 0 | 0 | 0 | 0 | 0 | 0 | 0 | 0 | 0 | 0 | 0 | 0 | 0 | 0 | 0 | 0 | 0 | 0 | 0 | 0 | 0 | 0 | 0 | 0 | 0 | 0 | 0 | 0 | 0 | 0 | 0 | 0 | 0 | 0 | 0 | 0 | 0 | 0 | 0 | 0 | 0 | 0 | 0 | 0 | 0 | 0 | 0 | 0 | 0 | 0 | 0 | 0 | 0 | 0 | 0 | 0 | 0 | 0 | 0 | 0 | 0 | 0 | 0 | 0 | 0 | 0 | 0 | 0 | 0 | 0 | 0 | 0 | 0 | 0 | 0 | 0 | 0 | 0 | 0 | 0 | 0 | 0 | 0 | 0 | 0 | 0 | 0 | 0 | 0 | 0 | 0 | 0 | 0 | 0 | 0 | 0 | 0 | 0 | 0 | 0 | 0 | 0 | 0 | 0 | 0 | 0 | 0 | 0 | 0 | 0 | 0 | 0 | 0 | 0 | 0 | 0 | 0 | 0 | 0 | 0 | 0 | 0 | 0 | 0 | 0 | 0 | 0 | 0 | 0 | 0
nuclear | 0
hydro | 0
onshore wind | 0.67299 | 0.68638 | 0.70014 | 0.71228 | 0.72276 | 0.72276 | 0.72276 | 0.72276 | 0.72276 | 0.72276 | 0.72276 | 0.72276 | 0.72283 | 0.72307 | 0.72396 | 0.94931 | 1.2329 | 1.5575 | 1.912 | 2.2961 | 2.7035 | 3.1279 | 3.5663 | 4.0189 | 4.5007 | 5.0058 | 5.5256 | 6.0637 | 6.6287 | 7.2472 | 7.8839 | 8.5366 | 9.2033 | 9.8806
solar PV | 38.5809 | 46.8752 | 55.2914 | 63.5854 | 71.7283 | 79.5491 | 87.5473 | 95.7044 | 104.1611 | 113.028 | 122.2031 | 131.7533 | 141.7613 | 152.1362 | 162.9739 | 174.2399 | 185.9768 | 198.2115 | 210.9101 | 224.2788 | 238.2389 | 252.847 | 268.0175 | 283.7692 | 300.1173 | 317.1092 | 334.8257 | 353.1928 | 372.5023 | 392.6426 | 413.7882 | 435.8174 | 458.7157 | 482.5245
solar thermal | 0
biomass | 0
geothermal | 0
petroleum | 0
natural gas peaker | 0
lignite | 0
offshore wind | 0
crude oil | 0
heavy or residual fuel oil | 0
municipal solid waste | 0
US total res
MW | 2017 | 2018 | 2019 | 2020 | 2021 | 2022 | 2023 | 2024 | 2025 | 2026 | 2027 | 2028 | 2029 | 2030 | 2031 | 2032 | 2033 | 2034 | 2035 | 2036 | 2037 | 2038 | 2039 | 2040 | 2041 | 2042 | 2043 | 2044 | 2045 | 2046 | 2047 | 2048 | 2049 | 2050
hard coal | 0 | 0 | 0 | 0 | 0 | 0 | 0 | 0 | 0 | 0 | 0 | 0 | 0 | 0 | 0 | 0 | 0 | 0 | 0 | 0 | 0 | 0 | 0 | 0 | 0 | 0 | 0 | 0 | 0 | 0 | 0 | 0 | 0 | 0
natural gas nonpeaker | 0 | 0 | 0 | 0 | 0 | 0 | 0 | 0 | 0 | 0 | 0 | 0 | 0 | 0 | 0 | 0.00025 | 0.0009 | 0.00255 | 0.00615 | 0.0127 | 0.02445 | 0.0461 | 0.0852 | 0.1571 | 0.2885 | 0.42005 | 0.55275 | 0.68675 | 0.82205 | 0.9584 | 1.0957 | 1.2333 | 1.3716 | 1.5103
nuclear | 0 | 0 | 0 | 0 | 0 | 0 | 0 | 0 | 0 | 0 | 0 | 0 | 0 | 0 | 0 | 0 | 0 | 0 | 0 | 0 | 0 | 0 | 0 | 0 | 0 | 0 | 0 | 0 | 0 | 0 | 0 | 0 | 0 | 0
hydro | 0 | 0 | 0 | 0 | 0 | 0 | 0 | 0 | 0 | 0 | 0 | 0 | 0 | 0 | 0 | 0 | 0 | 0 | 0 | 0 | 0 | 0 | 0 | 0 | 0 | 0 | 0 | 0 | 0 | 0 | 0 | 0 | 0 | 0
onshore wind | 27.4857 | 28.0328 | 28.5947 | 29.0907 | 29.5187 | 29.5187 | 29.5187 | 29.5187 | 29.5187 | 29.5187 | 29.5187 | 29.5187 | 29.5213 | 29.5311 | 29.5676 | 38.7709 | 50.3518 | 63.6094 | 78.0904 | 93.7756 | 110.4129 | 127.7478 | 145.6537 | 164.1366 | 183.8155 | 204.4418 | 225.6747 | 247.6511 | 270.7243 | 295.9874 | 321.9881 | 348.6472 | 375.8738 | 403.5385
solar PV | 10594.3398 | 12871.9873 | 15183.0635 | 17460.6094 | 19696.668 | 21844.2656 | 24040.5664 | 26280.5234 | 28602.7383 | 31037.5898 | 33557.1016 | 36179.5859 | 38927.7812 | 41776.7422 | 44752.7891 | 47846.4375 | 51069.3984 | 54429.0586 | 57916.1094 | 61587.1641 | 65420.6172 | 69432.0156 | 73597.8594 | 77923.2812 | 82412.5 | 87078.5 | 91943.4531 | 96987.0938 | 102289.5 | 107820.0391 | 113626.6484 | 119675.8828 | 125963.7656 | 132501.6875
solar thermal | 0 | 0 | 0 | 0 | 0 | 0 | 0 | 0 | 0 | 0 | 0 | 0 | 0 | 0 | 0 | 0 | 0 | 0 | 0 | 0 | 0 | 0 | 0 | 0 | 0 | 0 | 0 | 0 | 0 | 0 | 0 | 0 | 0 | 0
biomass | 0 | 0 | 0 | 0 | 0 | 0 | 0 | 0 | 0 | 0 | 0 | 0 | 0 | 0 | 0 | 0 | 0 | 0 | 0 | 0 | 0 | 0 | 0 | 0 | 0 | 0 | 0 | 0 | 0 | 0 | 0 | 0 | 0 | 0
geothermal | 0 | 0 | 0 | 0 | 0 | 0 | 0 | 0 | 0 | 0 | 0 | 0 | 0 | 0 | 0 | 0 | 0 | 0 | 0 | 0 | 0 | 0 | 0 | 0 | 0 | 0 | 0 | 0 | 0 | 0 | 0 | 0 | 0 | 0
petroleum | 0 | 0 | 0 | 0 | 0 | 0 | 0 | 0 | 0 | 0 | 0 | 0 | 0 | 0 | 0 | 0 | 0 | 0 | 0 | 0 | 0 | 0 | 0 | 0 | 0 | 0 | 0 | 0 | 0 | 0 | 0 | 0 | 0 | 0
natural gas peaker | 0 | 0 | 0 | 0 | 0 | 0 | 0 | 0 | 0 | 0 | 0 | 0 | 0 | 0 | 0 | 0 | 0 | 0 | 0 | 0 | 0 | 0 | 0 | 0 | 0 | 0 | 0 | 0 | 0 | 0 | 0 | 0 | 0 | 0
lignite | 0 | 0 | 0 | 0 | 0 | 0 | 0 | 0 | 0 | 0 | 0 | 0 | 0 | 0 | 0 | 0 | 0 | 0 | 0 | 0 | 0 | 0 | 0 | 0 | 0 | 0 | 0 | 0 | 0 | 0 | 0 | 0 | 0 | 0
offshore wind | 0 | 0 | 0 | 0 | 0 | 0 | 0 | 0 | 0 | 0 | 0 | 0 | 0 | 0 | 0 | 0 | 0 | 0 | 0 | 0 | 0 | 0 | 0 | 0 | 0 | 0 | 0 | 0 | 0 | 0 | 0 | 0 | 0 | 0
crude oil | 0 | 0 | 0 | 0 | 0 | 0 | 0 | 0 | 0 | 0 | 0 | 0 | 0 | 0 | 0 | 0 | 0 | 0 | 0 | 0 | 0 | 0 | 0 | 0 | 0 | 0 | 0 | 0 | 0 | 0 | 0 | 0 | 0 | 0
heavy or residual fuel oil | 0 | 0 | 0 | 0 | 0 | 0 | 0 | 0 | 0 | 0 | 0 | 0 | 0 | 0 | 0 | 0 | 0 | 0 | 0 | 0 | 0 | 0 | 0 | 0 | 0 | 0 | 0 | 0 | 0 | 0 | 0 | 0 | 0 | 0
municipal solid waste | 0 | 0 | 0 | 0 | 0 | 0 | 0 | 0 | 0 | 0 | 0 | 0 | 0 | 0 | 0 | 0 | 0 | 0 | 0 | 0 | 0 | 0 | 0 | 0 | 0 | 0 | 0 | 0 | 0 | 0 | 0 | 0 | 0 | 0
US urban res
MW | 2017 | 2018 | 2019 | 2020 | 2021 | 2022 | 2023 | 2024 | 2025 | 2026 | 2027 | 2028 | 2029 | 2030 | 2031 | 2032 | 2033 | 2034 | 2035 | 2036 | 2037 | 2038 | 2039 | 2040 | 2041 | 2042 | 2043 | 2044 | 2045 | 2046 | 2047 | 2048 | 2049 | 2050
hard coal | 0 | 0 | 0 | 0 | 0 | 0 | 0 | 0 | 0 | 0 | 0 | 0 | 0 | 0 | 0 | 0 | 0 | 0 | 0 | 0 | 0 | 0 | 0 | 0 | 0 | 0 | 0 | 0 | 0 | 0 | 0 | 0 | 0 | 0
natural gas nonpeaker | 0 | 0 | 0 | 0 | 0 | 0 | 0 | 0 | 0 | 0 | 0 | 0 | 0 | 0 | 0 | 0.00019818 | 0.00071346 | 0.0020215 | 0.0048753 | 0.010068 | 0.019382 | 0.036545 | 0.067541 | 0.12454 | 0.2287 | 0.33299 | 0.43818 | 0.54441 | 0.65166 | 0.75975 | 0.86855 | 0.97767 | 1.0873 | 1.1973
nuclear | 0 | 0 | 0 | 0 | 0 | 0 | 0 | 0 | 0 | 0 | 0 | 0 | 0 | 0 | 0 | 0 | 0 | 0 | 0 | 0 | 0 | 0 | 0 | 0 | 0 | 0 | 0 | 0 | 0 | 0 | 0 | 0 | 0 | 0
hydro | 0 | 0 | 0 | 0 | 0 | 0 | 0 | 0 | 0 | 0 | 0 | 0 | 0 | 0 | 0 | 0 | 0 | 0 | 0 | 0 | 0 | 0 | 0 | 0 | 0 | 0 | 0 | 0 | 0 | 0 | 0 | 0 | 0 | 0
onshore wind | 21.7887 | 22.2224 | 22.6679 | 23.061 | 23.4003 | 23.4003 | 23.4003 | 23.4003 | 23.4003 | 23.4003 | 23.4003 | 23.4003 | 23.4024 | 23.4102 | 23.4391 | 30.7349 | 39.9154 | 50.425 | 61.9046 | 74.3387 | 87.5276 | 101.2695 | 115.464 | 130.1159 | 145.716 | 162.0671 | 178.899 | 196.3204 | 214.6112 | 234.6381 | 255.2496 | 276.383 | 297.9664 | 319.897
solar PV | 8398.4494 | 10204.0085 | 12036.0675 | 13841.5461 | 15614.1365 | 17316.6012 | 19057.6744 | 20833.3552 | 22674.2442 | 24604.4237 | 26601.7158 | 28680.6375 | 30859.2139 | 33117.6702 | 35476.8714 | 37929.2989 | 40484.2362 | 43147.539 | 45911.8283 | 48821.9829 | 51860.8755 | 55040.8308 | 58343.2195 | 61772.1105 | 65330.8481 | 69029.7256 | 72886.3191 | 76884.5635 | 81087.9392 | 85472.1626 | 90075.2351 | 94870.6437 | 99855.2361 | 105038.0418
solar thermal | 0 | 0 | 0 | 0 | 0 | 0 | 0 | 0 | 0 | 0 | 0 | 0 | 0 | 0 | 0 | 0 | 0 | 0 | 0 | 0 | 0 | 0 | 0 | 0 | 0 | 0 | 0 | 0 | 0 | 0 | 0 | 0 | 0 | 0
biomass | 0 | 0 | 0 | 0 | 0 | 0 | 0 | 0 | 0 | 0 | 0 | 0 | 0 | 0 | 0 | 0 | 0 | 0 | 0 | 0 | 0 | 0 | 0 | 0 | 0 | 0 | 0 | 0 | 0 | 0 | 0 | 0 | 0 | 0
geothermal | 0 | 0 | 0 | 0 | 0 | 0 | 0 | 0 | 0 | 0 | 0 | 0 | 0 | 0 | 0 | 0 | 0 | 0 | 0 | 0 | 0 | 0 | 0 | 0 | 0 | 0 | 0 | 0 | 0 | 0 | 0 | 0 | 0 | 0
petroleum | 0 | 0 | 0 | 0 | 0 | 0 | 0 | 0 | 0 | 0 | 0 | 0 | 0 | 0 | 0 | 0 | 0 | 0 | 0 | 0 | 0 | 0 | 0 | 0 | 0 | 0 | 0 | 0 | 0 | 0 | 0 | 0 | 0 | 0
natural gas peaker | 0 | 0 | 0 | 0 | 0 | 0 | 0 | 0 | 0 | 0 | 0 | 0 | 0 | 0 | 0 | 0 | 0 | 0 | 0 | 0 | 0 | 0 | 0 | 0 | 0 | 0 | 0 | 0 | 0 | 0 | 0 | 0 | 0 | 0
lignite | 0 | 0 | 0 | 0 | 0 | 0 | 0 | 0 | 0 | 0 | 0 | 0 | 0 | 0 | 0 | 0 | 0 | 0 | 0 | 0 | 0 | 0 | 0 | 0 | 0 | 0 | 0 | 0 | 0 | 0 | 0 | 0 | 0 | 0
offshore wind | 0 | 0 | 0 | 0 | 0 | 0 | 0 | 0 | 0 | 0 | 0 | 0 | 0 | 0 | 0 | 0 | 0 | 0 | 0 | 0 | 0 | 0 | 0 | 0 | 0 | 0 | 0 | 0 | 0 | 0 | 0 | 0 | 0 | 0
crude oil | 0 | 0 | 0 | 0 | 0 | 0 | 0 | 0 | 0 | 0 | 0 | 0 | 0 | 0 | 0 | 0 | 0 | 0 | 0 | 0 | 0 | 0 | 0 | 0 | 0 | 0 | 0 | 0 | 0 | 0 | 0 | 0 | 0 | 0
heavy or residual fuel oil | 0 | 0 | 0 | 0 | 0 | 0 | 0 | 0 | 0 | 0 | 0 | 0 | 0 | 0 | 0 | 0 | 0 | 0 | 0 | 0 | 0 | 0 | 0 | 0 | 0 | 0 | 0 | 0 | 0 | 0 | 0 | 0 | 0 | 0
municipal solid waste | 0 | 0 | 0 | 0 | 0 | 0 | 0 | 0 | 0 | 0 | 0 | 0 | 0 | 0 | 0 | 0 | 0 | 0 | 0 | 0 | 0 | 0 | 0 | 0 | 0 | 0 | 0 | 0 | 0 | 0 | 0 | 0 | 0 | 0
US rural res
MW | 2017 | 2018 | 2019 | 2020 | 2021 | 2022 | 2023 | 2024 | 2025 | 2026 | 2027 | 2028 | 2029 | 2030 | 2031 | 2032 | 2033 | 2034 | 2035 | 2036 | 2037 | 2038 | 2039 | 2040 | 2041 | 2042 | 2043 | 2044 | 2045 | 2046 | 2047 | 2048 | 2049 | 2050
hard coal | 0 | 0 | 0 | 0 | 0 | 0 | 0 | 0 | 0 | 0 | 0 | 0 | 0 | 0 | 0 | 0 | 0 | 0 | 0 | 0 | 0 | 0 | 0 | 0 | 0 | 0 | 0 | 0 | 0 | 0 | 0 | 0 | 0 | 0
natural gas nonpeaker | 0 | 0 | 0 | 0 | 0 | 0 | 0 | 0 | 0 | 0 | 0 | 0 | 0 | 0 | 0 | 5.1818e-05 | 0.00018654 | 0.00052854 | 0.0012747 | 0.0026323 | 0.0050678 | 0.0095552 | 0.017659 | 0.032562 | 0.059797 | 0.087064 | 0.11457 | 0.14234 | 0.17039 | 0.19865 | 0.2271 | 0.25563 | 0.28428 | 0.31304
nuclear | 0 | 0 | 0 | 0 | 0 | 0 | 0 | 0 | 0 | 0 | 0 | 0 | 0 | 0 | 0 | 0 | 0 | 0 | 0 | 0 | 0 | 0 | 0 | 0 | 0 | 0 | 0 | 0 | 0 | 0 | 0 | 0 | 0 | 0
hydro | 0 | 0 | 0 | 0 | 0 | 0 | 0 | 0 | 0 | 0 | 0 | 0 | 0 | 0 | 0 | 0 | 0 | 0 | 0 | 0 | 0 | 0 | 0 | 0 | 0 | 0 | 0 | 0 | 0 | 0 | 0 | 0 | 0 | 0
onshore wind | 5.697 | 5.8104 | 5.9268 | 6.0296 | 6.1183 | 6.1183 | 6.1183 | 6.1183 | 6.1183 | 6.1183 | 6.1183 | 6.1183 | 6.1189 | 6.1209 | 6.1285 | 8.0361 | 10.4364 | 13.1843 | 16.1858 | 19.4369 | 22.8853 | 26.4783 | 30.1897 | 34.0206 | 38.0995 | 42.3747 | 46.7756 | 51.3307 | 56.1131 | 61.3494 | 66.7385 | 72.2642 | 77.9074 | 83.6415
solar PV | 2195.8905 | 2667.9788 | 3146.996 | 3619.0633 | 4082.5315 | 4527.6644 | 4982.892 | 5447.1682 | 5928.4941 | 6433.1661 | 6955.3857 | 7498.9485 | 8068.5674 | 8659.0719 | 9275.9176 | 9917.1386 | 10585.1623 | 11281.5196 | 12004.2811 | 12765.1812 | 13559.7416 | 14391.1848 | 15254.6399 | 16151.1708 | 17081.6519 | 18048.7744 | 19057.134 | 20102.5302 | 21201.5608 | 22347.8765 | 23551.4133 | 24805.2391 | 26108.5296 | 27463.6457
solar thermal | 0 | 0 | 0 | 0 | 0 | 0 | 0 | 0 | 0 | 0 | 0 | 0 | 0 | 0 | 0 | 0 | 0 | 0 | 0 | 0 | 0 | 0 | 0 | 0 | 0 | 0 | 0 | 0 | 0 | 0 | 0 | 0 | 0 | 0
biomass | 0 | 0 | 0 | 0 | 0 | 0 | 0 | 0 | 0 | 0 | 0 | 0 | 0 | 0 | 0 | 0 | 0 | 0 | 0 | 0 | 0 | 0 | 0 | 0 | 0 | 0 | 0 | 0 | 0 | 0 | 0 | 0 | 0 | 0
geothermal | 0 | 0 | 0 | 0 | 0 | 0 | 0 | 0 | 0 | 0 | 0 | 0 | 0 | 0 | 0 | 0 | 0 | 0 | 0 | 0 | 0 | 0 | 0 | 0 | 0 | 0 | 0 | 0 | 0 | 0 | 0 | 0 | 0 | 0
petroleum | 0 | 0 | 0 | 0 | 0 | 0 | 0 | 0 | 0 | 0 | 0 | 0 | 0 | 0 | 0 | 0 | 0 | 0 | 0 | 0 | 0 | 0 | 0 | 0 | 0 | 0 | 0 | 0 | 0 | 0 | 0 | 0 | 0 | 0
natural gas peaker | 0 | 0 | 0 | 0 | 0 | 0 | 0 | 0 | 0 | 0 | 0 | 0 | 0 | 0 | 0 | 0 | 0 | 0 | 0 | 0 | 0 | 0 | 0 | 0 | 0 | 0 | 0 | 0 | 0 | 0 | 0 | 0 | 0 | 0
lignite | 0 | 0 | 0 | 0 | 0 | 0 | 0 | 0 | 0 | 0 | 0 | 0 | 0 | 0 | 0 | 0 | 0 | 0 | 0 | 0 | 0 | 0 | 0 | 0 | 0 | 0 | 0 | 0 | 0 | 0 | 0 | 0 | 0 | 0
offshore wind | 0 | 0 | 0 | 0 | 0 | 0 | 0 | 0 | 0 | 0 | 0 | 0 | 0 | 0 | 0 | 0 | 0 | 0 | 0 | 0 | 0 | 0 | 0 | 0 | 0 | 0 | 0 | 0 | 0 | 0 | 0 | 0 | 0 | 0
crude oil | 0 | 0 | 0 | 0 | 0 | 0 | 0 | 0 | 0 | 0 | 0 | 0 | 0 | 0 | 0 | 0 | 0 | 0 | 0 | 0 | 0 | 0 | 0 | 0 | 0 | 0 | 0 | 0 | 0 | 0 | 0 | 0 | 0 | 0
heavy or residual fuel oil | 0 | 0 | 0 | 0 | 0 | 0 | 0 | 0 | 0 | 0 | 0 | 0 | 0 | 0 | 0 | 0 | 0 | 0 | 0 | 0 | 0 | 0 | 0 | 0 | 0 | 0 | 0 | 0 | 0 | 0 | 0 | 0 | 0 | 0
municipal solid waste | 0 | 0 | 0 | 0 | 0 | 0 | 0 | 0 | 0 | 0 | 0 | 0 | 0 | 0 | 0 | 0 | 0 | 0 | 0 | 0 | 0 | 0 | 0 | 0 | 0 | 0 | 0 | 0 | 0 | 0 | 0 | 0 | 0 | 0
US comm
MW | 2017 | 2018 | 2019 | 2020 | 2021 | 2022 | 2023 | 2024 | 2025 | 2026 | 2027 | 2028 | 2029 | 2030 | 2031 | 2032 | 2033 | 2034 | 2035 | 2036 | 2037 | 2038 | 2039 | 2040 | 2041 | 2042 | 2043 | 2044 | 2045 | 2046 | 2047 | 2048 | 2049 | 2050
hard coal | 0 | 0 | 0 | 0 | 0 | 0 | 0 | 0 | 0 | 0 | 0 | 0 | 0 | 0 | 0 | 0 | 0 | 0 | 0 | 0 | 0 | 0 | 0 | 0 | 0 | 0 | 0 | 0 | 0 | 0 | 0 | 0 | 0 | 0
natural gas nonpeaker | 2224.1763 | 2303.7249 | 2397.5928 | 2489.7593 | 2586.0552 | 2688.6777 | 2798.9436 | 2920.8525 | 3064.5566 | 3231.5083 | 3415.4131 | 3617.2646 | 3795.668 | 3993.1577 | 4202.5146 | 4430.5532 | 4670.4517 | 4923.082 | 5189.1553 | 5473.4297 | 5774.6001 | 6089.3682 | 6416.0093 | 6747.9434 | 7100.2178 | 7467.0742 | 7854.8477 | 8262.1855 | 8693.8125 | 9157.5234 | 9620.5742 | 10081.3857 | 10537.6318 | 10986.9502
nuclear | 0 | 0 | 0 | 0 | 0 | 0 | 0 | 0 | 0 | 0 | 0 | 0 | 0 | 0 | 0 | 0 | 0 | 0 | 0 | 0 | 0 | 0 | 0 | 0 | 0 | 0 | 0 | 0 | 0 | 0 | 0 | 0 | 0 | 0
hydro | 0 | 0 | 0 | 0 | 0 | 0 | 0 | 0 | 0 | 0 | 0 | 0 | 0 | 0 | 0 | 0 | 0 | 0 | 0 | 0 | 0 | 0 | 0 | 0 | 0 | 0 | 0 | 0 | 0 | 0 | 0 | 0 | 0 | 0
onshore wind | 580.9645 | 581.0312 | 581.1935 | 581.2452 | 581.2515 | 581.2758 | 581.2758 | 581.2758 | 581.2758 | 581.2758 | 581.2758 | 581.2777 | 581.288 | 581.3682 | 581.6106 | 583.0032 | 587.7999 | 602.3004 | 634.6189 | 686.7796 | 757.6414 | 839.6106 | 928.4744 | 1020.6465 | 1115.2886 | 1211.3704 | 1309.6791 | 1409.2898 | 1510.3248 | 1613.29 | 1716.0066 | 1818.6438 | 1921.8339 | 2024.1021
solar PV | 9471.4316 | 11096.3389 | 13383.0156 | 15797.916 | 18191.2598 | 20355.5352 | 22144.4355 | 23358.4922 | 23861.7969 | 24450.7129 | 25121.2852 | 25877.7363 | 26717.8398 | 27612.5469 | 28556.4824 | 29556.0938 | 30602.1191 | 31694.5117 | 32832.8086 | 34019.3594 | 35247.4141 | 36512.9766 | 37813.6562 | 39130.6484 | 40476.875 | 41830.9414 | 43203.4297 | 44590.9141 | 45998.1875 | 47424.9453 | 48874.9961 | 50347.5391 | 51836.9375 | 53323.0156
solar thermal | 0 | 0 | 0 | 0 | 0 | 0 | 0 | 0 | 0 | 0 | 0 | 0 | 0 | 0 | 0 | 0 | 0 | 0 | 0 | 0 | 0 | 0 | 0 | 0 | 0 | 0 | 0 | 0 | 0 | 0 | 0 | 0 | 0 | 0
biomass | 0 | 0 | 0 | 0 | 0 | 0 | 0 | 0 | 0 | 0 | 0 | 0 | 0 | 0 | 0 | 0 | 0 | 0 | 0 | 0 | 0 | 0 | 0 | 0 | 0 | 0 | 0 | 0 | 0 | 0 | 0 | 0 | 0 | 0
geothermal | 0 | 0 | 0 | 0 | 0 | 0 | 0 | 0 | 0 | 0 | 0 | 0 | 0 | 0 | 0 | 0 | 0 | 0 | 0 | 0 | 0 | 0 | 0 | 0 | 0 | 0 | 0 | 0 | 0 | 0 | 0 | 0 | 0 | 0
petroleum | 14.4579 | 14.4579 | 14.4579 | 14.4579 | 14.4579 | 14.4579 | 14.4579 | 14.4579 | 14.4579 | 14.4579 | 14.4579 | 14.4579 | 14.4579 | 14.4579 | 14.4579 | 14.4579 | 14.4646 | 14.4712 | 14.4846 | 14.498 | 14.5149 | 14.5415 | 14.5683 | 14.6019 | 14.652 | 14.709 | 14.7928 | 14.8867 | 14.9942 | 15.1254 | 15.2669 | 15.4015 | 15.5464 | 15.6878
natural gas peaker | 0 | 0 | 0 | 0 | 0 | 0 | 0 | 0 | 0 | 0 | 0 | 0 | 0 | 0 | 0 | 0 | 0 | 0 | 0 | 0 | 0 | 0 | 0 | 0 | 0 | 0 | 0 | 0 | 0 | 0 | 0 | 0 | 0 | 0
lignite | 0 | 0 | 0 | 0 | 0 | 0 | 0 | 0 | 0 | 0 | 0 | 0 | 0 | 0 | 0 | 0 | 0 | 0 | 0 | 0 | 0 | 0 | 0 | 0 | 0 | 0 | 0 | 0 | 0 | 0 | 0 | 0 | 0 | 0
offshore wind | 0 | 0 | 0 | 0 | 0 | 0 | 0 | 0 | 0 | 0 | 0 | 0 | 0 | 0 | 0 | 0 | 0 | 0 | 0 | 0 | 0 | 0 | 0 | 0 | 0 | 0 | 0 | 0 | 0 | 0 | 0 | 0 | 0 | 0
crude oil | 0 | 0 | 0 | 0 | 0 | 0 | 0 | 0 | 0 | 0 | 0 | 0 | 0 | 0 | 0 | 0 | 0 | 0 | 0 | 0 | 0 | 0 | 0 | 0 | 0 | 0 | 0 | 0 | 0 | 0 | 0 | 0 | 0 | 0
heavy or residual fuel oil | 0 | 0 | 0 | 0 | 0 | 0 | 0 | 0 | 0 | 0 | 0 | 0 | 0 | 0 | 0 | 0 | 0 | 0 | 0 | 0 | 0 | 0 | 0 | 0 | 0 | 0 | 0 | 0 | 0 | 0 | 0 | 0 | 0 | 0
municipal solid waste | 0 | 0 | 0 | 0 | 0 | 0 | 0 | 0 | 0 | 0 | 0 | 0 | 0 | 0 | 0 | 0 | 0 | 0 | 0 | 0 | 0 | 0 | 0 | 0 | 0 | 0 | 0 | 0 | 0 | 0 | 0 | 0 | 0 | 0

## BDEQ-BEOfDS-urban-residential
MW*hour | 2017 | 2018 | 2019 | 2020 | 2021 | 2022 | 2023 | 2024 | 2025 | 2026 | 2027 | 2028 | 2029 | 2030 | 2031 | 2032 | 2033 | 2034 | 2035 | 2036 | 2037 | 2038 | 2039 | 2040 | 2041 | 2042 | 2043 | 2044 | 2045 | 2046 | 2047 | 2048 | 2049 | 2050
hard coal | 0 | 0 | 0 | 0 | 0 | 0 | 0 | 0 | 0 | 0 | 0 | 0 | 0 | 0 | 0 | 0 | 0 | 0 | 0 | 0 | 0 | 0 | 0 | 0 | 0 | 0 | 0 | 0 | 0 | 0 | 0 | 0 | 0 | 0
natural gas nonpeaker | 0 | 0 | 0 | 0 | 0 | 0 | 0 | 0 | 0 | 0 | 0 | 0 | 0 | 0 | 0 | 0.0066975 | 0.024128 | 0.068357 | 0.16487 | 0.34047 | 0.65547 | 1.2359 | 2.2841 | 4.2116 | 7.7343 | 11.2609 | 14.8184 | 18.4108 | 22.038 | 25.6933 | 29.3728 | 33.063 | 36.7693 | 40.489
nuclear | 0 | 0 | 0 | 0 | 0 | 0 | 0 | 0 | 0 | 0 | 0 | 0 | 0 | 0 | 0 | 0 | 0 | 0 | 0 | 0 | 0 | 0 | 0 | 0 | 0 | 0 | 0 | 0 | 0 | 0 | 0 | 0 | 0 | 0
hydro | 0 | 0 | 0 | 0 | 0 | 0 | 0 | 0 | 0 | 0 | 0 | 0 | 0 | 0 | 0 | 0 | 0 | 0 | 0 | 0 | 0 | 0 | 0 | 0 | 0 | 0 | 0 | 0 | 0 | 0 | 0 | 0 | 0 | 0
onshore wind | 681.9875 | 695.5624 | 709.5035 | 721.8059 | 732.4379 | 732.4379 | 732.4379 | 732.4379 | 732.4379 | 732.4379 | 732.4379 | 732.4379 | 732.4933 | 732.6984 | 733.4613 | 926.0868 | 1168.4715 | 1445.9511 | 1749.0413 | 2077.3364 | 2425.564 | 2788.4011 | 3163.2081 | 3550.1216 | 3962.124 | 4393.9557 | 4838.479 | 5298.5623 | 5781.599 | 6310.469 | 6854.7737 | 7412.8575 | 7982.8179 | 8561.9466
solar PV | 42958.6647 | 52051.1262 | 61353.1207 | 70547.8057 | 79575.4429 | 88220.6637 | 97091.4754 | 106167.1684 | 115619.5718 | 125583.3299 | 135937.3079 | 146764.3448 | 158165.8635 | 170032.6374 | 182482.7567 | 195474.1138 | 209045.8392 | 223232.9132 | 237993.0932 | 253580.6018 | 269899.4289 | 287020.6405 | 304839.5659 | 323382.2093 | 342664.1101 | 362745.9821 | 383729.8121 | 405528.8144 | 428498.0707 | 452500.501 | 477749.5964 | 504098.0377 | 531531.6613 | 560097.0626
solar thermal | 0 | 0 | 0 | 0 | 0 | 0 | 0 | 0 | 0 | 0 | 0 | 0 | 0 | 0 | 0 | 0 | 0 | 0 | 0 | 0 | 0 | 0 | 0 | 0 | 0 | 0 | 0 | 0 | 0 | 0 | 0 | 0 | 0 | 0
biomass | 0 | 0 | 0 | 0 | 0 | 0 | 0 | 0 | 0 | 0 | 0 | 0 | 0 | 0 | 0 | 0 | 0 | 0 | 0 | 0 | 0 | 0 | 0 | 0 | 0 | 0 | 0 | 0 | 0 | 0 | 0 | 0 | 0 | 0
geothermal | 0 | 0 | 0 | 0 | 0 | 0 | 0 | 0 | 0 | 0 | 0 | 0 | 0 | 0 | 0 | 0 | 0 | 0 | 0 | 0 | 0 | 0 | 0 | 0 | 0 | 0 | 0 | 0 | 0 | 0 | 0 | 0 | 0 | 0
petroleum | 0 | 0 | 0 | 0 | 0 | 0 | 0 | 0 | 0 | 0 | 0 | 0 | 0 | 0 | 0 | 0 | 0 | 0 | 0 | 0 | 0 | 0 | 0 | 0 | 0 | 0 | 0 | 0 | 0 | 0 | 0 | 0 | 0 | 0
natural gas peaker | 0 | 0 | 0 | 0 | 0 | 0 | 0 | 0 | 0 | 0 | 0 | 0 | 0 | 0 | 0 | 0 | 0 | 0 | 0 | 0 | 0 | 0 | 0 | 0 | 0 | 0 | 0 | 0 | 0 | 0 | 0 | 0 | 0 | 0
lignite | 0 | 0 | 0 | 0 | 0 | 0 | 0 | 0 | 0 | 0 | 0 | 0 | 0 | 0 | 0 | 0 | 0 | 0 | 0 | 0 | 0 | 0 | 0 | 0 | 0 | 0 | 0 | 0 | 0 | 0 | 0 | 0 | 0 | 0
offshore wind | 0 | 0 | 0 | 0 | 0 | 0 | 0 | 0 | 0 | 0 | 0 | 0 | 0 | 0 | 0 | 0 | 0 | 0 | 0 | 0 | 0 | 0 | 0 | 0 | 0 | 0 | 0 | 0 | 0 | 0 | 0 | 0 | 0 | 0
crude oil | 0 | 0 | 0 | 0 | 0 | 0 | 0 | 0 | 0 | 0 | 0 | 0 | 0 | 0 | 0 | 0 | 0 | 0 | 0 | 0 | 0 | 0 | 0 | 0 | 0 | 0 | 0 | 0 | 0 | 0 | 0 | 0 | 0 | 0
heavy or residual fuel oil | 0 | 0 | 0 | 0 | 0 | 0 | 0 | 0 | 0 | 0 | 0 | 0 | 0 | 0 | 0 | 0 | 0 | 0 | 0 | 0 | 0 | 0 | 0 | 0 | 0 | 0 | 0 | 0 | 0 | 0 | 0 | 0 | 0 | 0
municipal solid waste | 0 | 0 | 0 | 0 | 0 | 0 | 0 | 0 | 0 | 0 | 0 | 0 | 0 | 0 | 0 | 0 | 0 | 0 | 0 | 0 | 0 | 0 | 0 | 0 | 0 | 0 | 0 | 0 | 0 | 0 | 0 | 0 | 0 | 0

## BDEQ-BEOfDS-rural-residential
MW*hour | 2017 | 2018 | 2019 | 2020 | 2021 | 2022 | 2023 | 2024 | 2025 | 2026 | 2027 | 2028 | 2029 | 2030 | 2031 | 2032 | 2033 | 2034 | 2035 | 2036 | 2037 | 2038 | 2039 | 2040 | 2041 | 2042 | 2043 | 2044 | 2045 | 2046 | 2047 | 2048 | 2049 | 2050
hard coal | 0 | 0 | 0 | 0 | 0 | 0 | 0 | 0 | 0 | 0 | 0 | 0 | 0 | 0 | 0 | 0 | 0 | 0 | 0 | 0 | 0 | 0 | 0 | 0 | 0 | 0 | 0 | 0 | 0 | 0 | 0 | 0 | 0 | 0
natural gas nonpeaker | 0 | 0 | 0 | 0 | 0 | 0 | 0 | 0 | 0 | 0 | 0 | 0 | 0 | 0 | 0 | 0.0017512 | 0.0063085 | 0.017873 | 0.043107 | 0.08902 | 0.17138 | 0.32314 | 0.59721 | 1.1012 | 2.0222 | 2.9443 | 3.8745 | 4.8138 | 5.7621 | 6.7179 | 7.6799 | 8.6448 | 9.6138 | 10.5864
nuclear | 0 | 0 | 0 | 0 | 0 | 0 | 0 | 0 | 0 | 0 | 0 | 0 | 0 | 0 | 0 | 0 | 0 | 0 | 0 | 0 | 0 | 0 | 0 | 0 | 0 | 0 | 0 | 0 | 0 | 0 | 0 | 0 | 0 | 0
hydro | 0 | 0 | 0 | 0 | 0 | 0 | 0 | 0 | 0 | 0 | 0 | 0 | 0 | 0 | 0 | 0 | 0 | 0 | 0 | 0 | 0 | 0 | 0 | 0 | 0 | 0 | 0 | 0 | 0 | 0 | 0 | 0 | 0 | 0
onshore wind | 178.315 | 181.8644 | 185.5095 | 188.7261 | 191.506 | 191.506 | 191.506 | 191.506 | 191.506 | 191.506 | 191.506 | 191.506 | 191.5205 | 191.5741 | 191.7736 | 242.1382 | 305.513 | 378.0639 | 457.311 | 543.1483 | 634.1972 | 729.066 | 827.0644 | 928.2283 | 1035.952 | 1148.8604 | 1265.0871 | 1385.3822 | 1511.6789 | 1649.9592 | 1792.2752 | 1938.1939 | 2087.2179 | 2238.6391
solar PV | 11232.1358 | 13609.4853 | 16041.6201 | 18445.6974 | 20806.0978 | 23066.51 | 25385.9062 | 27758.8714 | 30230.3327 | 32835.4948 | 35542.6852 | 38373.5634 | 41354.6478 | 44457.3797 | 47712.6352 | 51109.4048 | 54657.9197 | 58367.326 | 62226.5788 | 66302.148 | 70568.9306 | 75045.5076 | 79704.5116 | 84552.7416 | 89594.2607 | 94844.9433 | 100331.4552 | 106031.1052 | 112036.7343 | 118312.5009 | 124914.2254 | 131803.389 | 138976.2885 | 146445.1069
solar thermal | 0 | 0 | 0 | 0 | 0 | 0 | 0 | 0 | 0 | 0 | 0 | 0 | 0 | 0 | 0 | 0 | 0 | 0 | 0 | 0 | 0 | 0 | 0 | 0 | 0 | 0 | 0 | 0 | 0 | 0 | 0 | 0 | 0 | 0
biomass | 0 | 0 | 0 | 0 | 0 | 0 | 0 | 0 | 0 | 0 | 0 | 0 | 0 | 0 | 0 | 0 | 0 | 0 | 0 | 0 | 0 | 0 | 0 | 0 | 0 | 0 | 0 | 0 | 0 | 0 | 0 | 0 | 0 | 0
geothermal | 0 | 0 | 0 | 0 | 0 | 0 | 0 | 0 | 0 | 0 | 0 | 0 | 0 | 0 | 0 | 0 | 0 | 0 | 0 | 0 | 0 | 0 | 0 | 0 | 0 | 0 | 0 | 0 | 0 | 0 | 0 | 0 | 0 | 0
petroleum | 0 | 0 | 0 | 0 | 0 | 0 | 0 | 0 | 0 | 0 | 0 | 0 | 0 | 0 | 0 | 0 | 0 | 0 | 0 | 0 | 0 | 0 | 0 | 0 | 0 | 0 | 0 | 0 | 0 | 0 | 0 | 0 | 0 | 0
natural gas peaker | 0 | 0 | 0 | 0 | 0 | 0 | 0 | 0 | 0 | 0 | 0 | 0 | 0 | 0 | 0 | 0 | 0 | 0 | 0 | 0 | 0 | 0 | 0 | 0 | 0 | 0 | 0 | 0 | 0 | 0 | 0 | 0 | 0 | 0
lignite | 0 | 0 | 0 | 0 | 0 | 0 | 0 | 0 | 0 | 0 | 0 | 0 | 0 | 0 | 0 | 0 | 0 | 0 | 0 | 0 | 0 | 0 | 0 | 0 | 0 | 0 | 0 | 0 | 0 | 0 | 0 | 0 | 0 | 0
offshore wind | 0 | 0 | 0 | 0 | 0 | 0 | 0 | 0 | 0 | 0 | 0 | 0 | 0 | 0 | 0 | 0 | 0 | 0 | 0 | 0 | 0 | 0 | 0 | 0 | 0 | 0 | 0 | 0 | 0 | 0 | 0 | 0 | 0 | 0
crude oil | 0 | 0 | 0 | 0 | 0 | 0 | 0 | 0 | 0 | 0 | 0 | 0 | 0 | 0 | 0 | 0 | 0 | 0 | 0 | 0 | 0 | 0 | 0 | 0 | 0 | 0 | 0 | 0 | 0 | 0 | 0 | 0 | 0 | 0
heavy or residual fuel oil | 0 | 0 | 0 | 0 | 0 | 0 | 0 | 0 | 0 | 0 | 0 | 0 | 0 | 0 | 0 | 0 | 0 | 0 | 0 | 0 | 0 | 0 | 0 | 0 | 0 | 0 | 0 | 0 | 0 | 0 | 0 | 0 | 0 | 0
municipal solid waste | 0 | 0 | 0 | 0 | 0 | 0 | 0 | 0 | 0 | 0 | 0 | 0 | 0 | 0 | 0 | 0 | 0 | 0 | 0 | 0 | 0 | 0 | 0 | 0 | 0 | 0 | 0 | 0 | 0 | 0 | 0 | 0 | 0 | 0

## BDEQ-BEOfDS-commercial
MW*hour | 2017 | 2018 | 2019 | 2020 | 2021 | 2022 | 2023 | 2024 | 2025 | 2026 | 2027 | 2028 | 2029 | 2030 | 2031 | 2032 | 2033 | 2034 | 2035 | 2036 | 2037 | 2038 | 2039 | 2040 | 2041 | 2042 | 2043 | 2044 | 2045 | 2046 | 2047 | 2048 | 2049 | 2050
hard coal | 0 | 0 | 0 | 0 | 0 | 0 | 0 | 0 | 0 | 0 | 0 | 0 | 0 | 0 | 0 | 0 | 0 | 0 | 0 | 0 | 0 | 0 | 0 | 0 | 0 | 0 | 0 | 0 | 0 | 0 | 0 | 0 | 0 | 0
natural gas nonpeaker | 188009.0175 | 194734.4732 | 202670.5441 | 210462.7785 | 218604.1065 | 227280.3786 | 236602.7691 | 246909.5903 | 259059.1177 | 273174.0335 | 288722.3444 | 305787.8964 | 320870.9911 | 337567.7931 | 355267.9102 | 374547.5062 | 394829.691 | 416188.3691 | 438683.5765 | 462717.6106 | 488180.1144 | 514792.2667 | 542408.1656 | 570471.5763 | 600254.5798 | 631270.4879 | 664054.8801 | 698493.3591 | 734985.4078 | 774189.7647 | 813338.4664 | 852297.8675 | 890871.3137 | 928859.0632
nuclear | 0 | 0 | 0 | 0 | 0 | 0 | 0 | 0 | 0 | 0 | 0 | 0 | 0 | 0 | 0 | 0 | 0 | 0 | 0 | 0 | 0 | 0 | 0 | 0 | 0 | 0 | 0 | 0 | 0 | 0 | 0 | 0 | 0 | 0
hydro | 0 | 0 | 0 | 0 | 0 | 0 | 0 | 0 | 0 | 0 | 0 | 0 | 0 | 0 | 0 | 0 | 0 | 0 | 0 | 0 | 0 | 0 | 0 | 0 | 0 | 0 | 0 | 0 | 0 | 0 | 0 | 0 | 0 | 0
onshore wind | 18152.6721 | 18155.0408 | 18160.8557 | 18162.7163 | 18162.9405 | 18163.8177 | 18163.8177 | 18163.8177 | 18163.8177 | 18163.8177 | 18163.8177 | 18163.885 | 18164.2541 | 18167.1413 | 18175.8046 | 18225.4336 | 18396.3008 | 18912.398 | 20060.5986 | 21907.4113 | 24416.1146 | 27318.8803 | 30465.6827 | 33728.4749 | 37078.3543 | 40477.9359 | 43954.5292 | 47471.5531 | 51027.7823 | 54630.7189 | 58224.1388 | 61813.7508 | 65422.6472 | 68997.7871
solar PV | 48224.4156 | 56560.9905 | 68317.464 | 80733.8545 | 93018.9679 | 104123.3481 | 113337.2437 | 119639.6275 | 122349.4687 | 125513.1076 | 129112.2933 | 133173.0864 | 137688.7725 | 142500.0295 | 147578.976 | 152957.69 | 158582.0587 | 164451.7123 | 170567.7035 | 176946.1209 | 183545.3274 | 190348.0253 | 197338.5667 | 204416.6927 | 211651.0538 | 218926.1559 | 226299.4972 | 233752.343 | 241310.9246 | 248973.8622 | 256760.8434 | 264669.2793 | 272667.3623 | 280646.6111
solar thermal | 0 | 0 | 0 | 0 | 0 | 0 | 0 | 0 | 0 | 0 | 0 | 0 | 0 | 0 | 0 | 0 | 0 | 0 | 0 | 0 | 0 | 0 | 0 | 0 | 0 | 0 | 0 | 0 | 0 | 0 | 0 | 0 | 0 | 0
biomass | 0 | 0 | 0 | 0 | 0 | 0 | 0 | 0 | 0 | 0 | 0 | 0 | 0 | 0 | 0 | 0 | 0 | 0 | 0 | 0 | 0 | 0 | 0 | 0 | 0 | 0 | 0 | 0 | 0 | 0 | 0 | 0 | 0 | 0
geothermal | 0 | 0 | 0 | 0 | 0 | 0 | 0 | 0 | 0 | 0 | 0 | 0 | 0 | 0 | 0 | 0 | 0 | 0 | 0 | 0 | 0 | 0 | 0 | 0 | 0 | 0 | 0 | 0 | 0 | 0 | 0 | 0 | 0 | 0
petroleum | 52.9723 | 50.9206 | 50.9206 | 50.9206 | 50.9206 | 50.9206 | 50.9206 | 50.9206 | 50.9206 | 50.9206 | 50.9206 | 50.9206 | 50.9206 | 50.9206 | 50.9206 | 50.9206 | 50.9442 | 50.9679 | 51.0152 | 51.0625 | 51.1221 | 51.2161 | 51.3109 | 51.4296 | 51.607 | 51.8084 | 52.1045 | 52.4365 | 52.8165 | 53.2805 | 53.7806 | 54.2566 | 54.7686 | 55.2687
natural gas peaker | 0 | 0 | 0 | 0 | 0 | 0 | 0 | 0 | 0 | 0 | 0 | 0 | 0 | 0 | 0 | 0 | 0 | 0 | 0 | 0 | 0 | 0 | 0 | 0 | 0 | 0 | 0 | 0 | 0 | 0 | 0 | 0 | 0 | 0
lignite | 0 | 0 | 0 | 0 | 0 | 0 | 0 | 0 | 0 | 0 | 0 | 0 | 0 | 0 | 0 | 0 | 0 | 0 | 0 | 0 | 0 | 0 | 0 | 0 | 0 | 0 | 0 | 0 | 0 | 0 | 0 | 0 | 0 | 0
offshore wind | 0 | 0 | 0 | 0 | 0 | 0 | 0 | 0 | 0 | 0 | 0 | 0 | 0 | 0 | 0 | 0 | 0 | 0 | 0 | 0 | 0 | 0 | 0 | 0 | 0 | 0 | 0 | 0 | 0 | 0 | 0 | 0 | 0 | 0
crude oil | 0 | 0 | 0 | 0 | 0 | 0 | 0 | 0 | 0 | 0 | 0 | 0 | 0 | 0 | 0 | 0 | 0 | 0 | 0 | 0 | 0 | 0 | 0 | 0 | 0 | 0 | 0 | 0 | 0 | 0 | 0 | 0 | 0 | 0
heavy or residual fuel oil | 0 | 0 | 0 | 0 | 0 | 0 | 0 | 0 | 0 | 0 | 0 | 0 | 0 | 0 | 0 | 0 | 0 | 0 | 0 | 0 | 0 | 0 | 0 | 0 | 0 | 0 | 0 | 0 | 0 | 0 | 0 | 0 | 0 | 0
municipal solid waste | 0 | 0 | 0 | 0 | 0 | 0 | 0 | 0 | 0 | 0 | 0 | 0 | 0 | 0 | 0 | 0 | 0 | 0 | 0 | 0 | 0 | 0 | 0 | 0 | 0 | 0 | 0 | 0 | 0 | 0 | 0 | 0 | 0 | 0

## BDEQ-BDESC-urban-residential
MW | 2017 | 2018 | 2019 | 2020 | 2021 | 2022 | 2023 | 2024 | 2025 | 2026 | 2027 | 2028 | 2029 | 2030 | 2031 | 2032 | 2033 | 2034 | 2035 | 2036 | 2037 | 2038 | 2039 | 2040 | 2041 | 2042 | 2043 | 2044 | 2045 | 2046 | 2047 | 2048 | 2049 | 2050
hard coal | 0 | 0 | 0 | 0 | 0 | 0 | 0 | 0 | 0 | 0 | 0 | 0 | 0 | 0 | 0 | 0 | 0 | 0 | 0 | 0 | 0 | 0 | 0 | 0 | 0 | 0 | 0 | 0 | 0 | 0 | 0 | 0 | 0 | 0
natural gas nonpeaker | 0 | 0 | 0 | 0 | 0 | 0 | 0 | 0 | 0 | 0 | 0 | 0 | 0 | 0 | 0 | 2.3031e-06 | 8.2913e-06 | 2.3492e-05 | 5.6657e-05 | 0.000117 | 0.00022525 | 0.0004247 | 0.00078491 | 0.0014473 | 0.0026578 | 0.0038697 | 0.0050922 | 0.0063267 | 0.0075732 | 0.0088293 | 0.010094 | 0.011362 | 0.012636 | 0.013914
nuclear | 0 | 0 | 0 | 0 | 0 | 0 | 0 | 0 | 0 | 0 | 0 | 0 | 0 | 0 | 0 | 0 | 0 | 0 | 0 | 0 | 0 | 0 | 0 | 0 | 0 | 0 | 0 | 0 | 0 | 0 | 0 | 0 | 0 | 0
hydro | 0 | 0 | 0 | 0 | 0 | 0 | 0 | 0 | 0 | 0 | 0 | 0 | 0 | 0 | 0 | 0 | 0 | 0 | 0 | 0 | 0 | 0 | 0 | 0 | 0 | 0 | 0 | 0 | 0 | 0 | 0 | 0 | 0 | 0
onshore wind | 0.5335 | 0.54411 | 0.55502 | 0.56465 | 0.57296 | 0.57296 | 0.57296 | 0.57296 | 0.57296 | 0.57296 | 0.57296 | 0.57296 | 0.57301 | 0.5732 | 0.57391 | 0.75254 | 0.97733 | 1.2347 | 1.5157 | 1.8202 | 2.1431 | 2.4796 | 2.8271 | 3.1859 | 3.5679 | 3.9682 | 4.3803 | 4.8069 | 5.2547 | 5.7451 | 6.2498 | 6.7672 | 7.2957 | 7.8327
solar PV | 30.5842 | 37.1594 | 43.8311 | 50.406 | 56.8612 | 63.061 | 69.4013 | 75.8677 | 82.5716 | 89.6006 | 96.8741 | 104.4448 | 112.3784 | 120.6029 | 129.1943 | 138.1252 | 147.4293 | 157.1281 | 167.1947 | 177.7925 | 188.859 | 200.4393 | 212.4655 | 224.9523 | 237.9119 | 251.382 | 265.4263 | 279.9865 | 295.2937 | 311.2595 | 328.0223 | 345.4855 | 363.6376 | 382.5116
solar thermal | 0 | 0 | 0 | 0 | 0 | 0 | 0 | 0 | 0 | 0 | 0 | 0 | 0 | 0 | 0 | 0 | 0 | 0 | 0 | 0 | 0 | 0 | 0 | 0 | 0 | 0 | 0 | 0 | 0 | 0 | 0 | 0 | 0 | 0
biomass | 0 | 0 | 0 | 0 | 0 | 0 | 0 | 0 | 0 | 0 | 0 | 0 | 0 | 0 | 0 | 0 | 0 | 0 | 0 | 0 | 0 | 0 | 0 | 0 | 0 | 0 | 0 | 0 | 0 | 0 | 0 | 0 | 0 | 0
geothermal | 0 | 0 | 0 | 0 | 0 | 0 | 0 | 0 | 0 | 0 | 0 | 0 | 0 | 0 | 0 | 0 | 0 | 0 | 0 | 0 | 0 | 0 | 0 | 0 | 0 | 0 | 0 | 0 | 0 | 0 | 0 | 0 | 0 | 0
petroleum | 0 | 0 | 0 | 0 | 0 | 0 | 0 | 0 | 0 | 0 | 0 | 0 | 0 | 0 | 0 | 0 | 0 | 0 | 0 | 0 | 0 | 0 | 0 | 0 | 0 | 0 | 0 | 0 | 0 | 0 | 0 | 0 | 0 | 0
natural gas peaker | 0 | 0 | 0 | 0 | 0 | 0 | 0 | 0 | 0 | 0 | 0 | 0 | 0 | 0 | 0 | 0 | 0 | 0 | 0 | 0 | 0 | 0 | 0 | 0 | 0 | 0 | 0 | 0 | 0 | 0 | 0 | 0 | 0 | 0
lignite | 0 | 0 | 0 | 0 | 0 | 0 | 0 | 0 | 0 | 0 | 0 | 0 | 0 | 0 | 0 | 0 | 0 | 0 | 0 | 0 | 0 | 0 | 0 | 0 | 0 | 0 | 0 | 0 | 0 | 0 | 0 | 0 | 0 | 0
offshore wind | 0 | 0 | 0 | 0 | 0 | 0 | 0 | 0 | 0 | 0 | 0 | 0 | 0 | 0 | 0 | 0 | 0 | 0 | 0 | 0 | 0 | 0 | 0 | 0 | 0 | 0 | 0 | 0 | 0 | 0 | 0 | 0 | 0 | 0
crude oil | 0 | 0 | 0 | 0 | 0 | 0 | 0 | 0 | 0 | 0 | 0 | 0 | 0 | 0 | 0 | 0 | 0 | 0 | 0 | 0 | 0 | 0 | 0 | 0 | 0 | 0 | 0 | 0 | 0 | 0 | 0 | 0 | 0 | 0
heavy or residual fuel oil | 0 | 0 | 0 | 0 | 0 | 0 | 0 | 0 | 0 | 0 | 0 | 0 | 0 | 0 | 0 | 0 | 0 | 0 | 0 | 0 | 0 | 0 | 0 | 0 | 0 | 0 | 0 | 0 | 0 | 0 | 0 | 0 | 0 | 0
municipal solid waste | 0 | 0 | 0 | 0 | 0 | 0 | 0 | 0 | 0 | 0 | 0 | 0 | 0 | 0 | 0 | 0 | 0 | 0 | 0 | 0 | 0 | 0 | 0 | 0 | 0 | 0 | 0 | 0 | 0 | 0 | 0 | 0 | 0 | 0

## BDEQ-BDESC-rural-residential
MW | 2017 | 2018 | 2019 | 2020 | 2021 | 2022 | 2023 | 2024 | 2025 | 2026 | 2027 | 2028 | 2029 | 2030 | 2031 | 2032 | 2033 | 2034 | 2035 | 2036 | 2037 | 2038 | 2039 | 2040 | 2041 | 2042 | 2043 | 2044 | 2045 | 2046 | 2047 | 2048 | 2049 | 2050
hard coal | 0 | 0 | 0 | 0 | 0 | 0 | 0 | 0 | 0 | 0 | 0 | 0 | 0 | 0 | 0 | 0 | 0 | 0 | 0 | 0 | 0 | 0 | 0 | 0 | 0 | 0 | 0 | 0 | 0 | 0 | 0 | 0 | 0 | 0
natural gas nonpeaker | 0 | 0 | 0 | 0 | 0 | 0 | 0 | 0 | 0 | 0 | 0 | 0 | 0 | 0 | 0 | 6.0219e-07 | 2.1679e-06 | 6.1423e-06 | 1.4814e-05 | 3.0591e-05 | 5.8894e-05 | 0.00011104 | 0.00020523 | 0.00037842 | 0.00069493 | 0.0010118 | 0.0013314 | 0.0016542 | 0.0019801 | 0.0023085 | 0.0026392 | 0.0029707 | 0.0033037 | 0.0036379
nuclear | 0 | 0 | 0 | 0 | 0 | 0 | 0 | 0 | 0 | 0 | 0 | 0 | 0 | 0 | 0 | 0 | 0 | 0 | 0 | 0 | 0 | 0 | 0 | 0 | 0 | 0 | 0 | 0 | 0 | 0 | 0 | 0 | 0 | 0
hydro | 0 | 0 | 0 | 0 | 0 | 0 | 0 | 0 | 0 | 0 | 0 | 0 | 0 | 0 | 0 | 0 | 0 | 0 | 0 | 0 | 0 | 0 | 0 | 0 | 0 | 0 | 0 | 0 | 0 | 0 | 0 | 0 | 0 | 0
onshore wind | 0.13949 | 0.14227 | 0.14512 | 0.14764 | 0.14981 | 0.14981 | 0.14981 | 0.14981 | 0.14981 | 0.14981 | 0.14981 | 0.14981 | 0.14982 | 0.14987 | 0.15006 | 0.19676 | 0.25554 | 0.32282 | 0.39631 | 0.47591 | 0.56035 | 0.64832 | 0.73919 | 0.83299 | 0.93286 | 1.0375 | 1.1453 | 1.2568 | 1.3739 | 1.5021 | 1.6341 | 1.7694 | 1.9076 | 2.048
solar PV | 7.9967 | 9.7158 | 11.4603 | 13.1794 | 14.8671 | 16.4882 | 18.1459 | 19.8367 | 21.5895 | 23.4273 | 25.3291 | 27.3085 | 29.3829 | 31.5333 | 33.7796 | 36.1147 | 38.5474 | 41.0833 | 43.7154 | 46.4863 | 49.3798 | 52.4076 | 55.552 | 58.8169 | 62.2054 | 65.7273 | 69.3994 | 73.2063 | 77.2086 | 81.3831 | 85.766 | 90.3319 | 95.0781 | 100.0129
solar thermal | 0 | 0 | 0 | 0 | 0 | 0 | 0 | 0 | 0 | 0 | 0 | 0 | 0 | 0 | 0 | 0 | 0 | 0 | 0 | 0 | 0 | 0 | 0 | 0 | 0 | 0 | 0 | 0 | 0 | 0 | 0 | 0 | 0 | 0
biomass | 0 | 0 | 0 | 0 | 0 | 0 | 0 | 0 | 0 | 0 | 0 | 0 | 0 | 0 | 0 | 0 | 0 | 0 | 0 | 0 | 0 | 0 | 0 | 0 | 0 | 0 | 0 | 0 | 0 | 0 | 0 | 0 | 0 | 0
geothermal | 0 | 0 | 0 | 0 | 0 | 0 | 0 | 0 | 0 | 0 | 0 | 0 | 0 | 0 | 0 | 0 | 0 | 0 | 0 | 0 | 0 | 0 | 0 | 0 | 0 | 0 | 0 | 0 | 0 | 0 | 0 | 0 | 0 | 0
petroleum | 0 | 0 | 0 | 0 | 0 | 0 | 0 | 0 | 0 | 0 | 0 | 0 | 0 | 0 | 0 | 0 | 0 | 0 | 0 | 0 | 0 | 0 | 0 | 0 | 0 | 0 | 0 | 0 | 0 | 0 | 0 | 0 | 0 | 0
natural gas peaker | 0 | 0 | 0 | 0 | 0 | 0 | 0 | 0 | 0 | 0 | 0 | 0 | 0 | 0 | 0 | 0 | 0 | 0 | 0 | 0 | 0 | 0 | 0 | 0 | 0 | 0 | 0 | 0 | 0 | 0 | 0 | 0 | 0 | 0
lignite | 0 | 0 | 0 | 0 | 0 | 0 | 0 | 0 | 0 | 0 | 0 | 0 | 0 | 0 | 0 | 0 | 0 | 0 | 0 | 0 | 0 | 0 | 0 | 0 | 0 | 0 | 0 | 0 | 0 | 0 | 0 | 0 | 0 | 0
offshore wind | 0 | 0 | 0 | 0 | 0 | 0 | 0 | 0 | 0 | 0 | 0 | 0 | 0 | 0 | 0 | 0 | 0 | 0 | 0 | 0 | 0 | 0 | 0 | 0 | 0 | 0 | 0 | 0 | 0 | 0 | 0 | 0 | 0 | 0
crude oil | 0 | 0 | 0 | 0 | 0 | 0 | 0 | 0 | 0 | 0 | 0 | 0 | 0 | 0 | 0 | 0 | 0 | 0 | 0 | 0 | 0 | 0 | 0 | 0 | 0 | 0 | 0 | 0 | 0 | 0 | 0 | 0 | 0 | 0
heavy or residual fuel oil | 0 | 0 | 0 | 0 | 0 | 0 | 0 | 0 | 0 | 0 | 0 | 0 | 0 | 0 | 0 | 0 | 0 | 0 | 0 | 0 | 0 | 0 | 0 | 0 | 0 | 0 | 0 | 0 | 0 | 0 | 0 | 0 | 0 | 0
municipal solid waste | 0 | 0 | 0 | 0 | 0 | 0 | 0 | 0 | 0 | 0 | 0 | 0 | 0 | 0 | 0 | 0 | 0 | 0 | 0 | 0 | 0 | 0 | 0 | 0 | 0 | 0 | 0 | 0 | 0 | 0 | 0 | 0 | 0 | 0

## BDEQ-BDESC-commercial
MW | 2017 | 2018 | 2019 | 2020 | 2021 | 2022 | 2023 | 2024 | 2025 | 2026 | 2027 | 2028 | 2029 | 2030 | 2031 | 2032 | 2033 | 2034 | 2035 | 2036 | 2037 | 2038 | 2039 | 2040 | 2041 | 2042 | 2043 | 2044 | 2045 | 2046 | 2047 | 2048 | 2049 | 2050
hard coal | 0 | 0 | 0 | 0 | 0 | 0 | 0 | 0 | 0 | 0 | 0 | 0 | 0 | 0 | 0 | 0 | 0 | 0 | 0 | 0 | 0 | 0 | 0 | 0 | 0 | 0 | 0 | 0 | 0 | 0 | 0 | 0 | 0 | 0
natural gas nonpeaker | 25.8479 | 26.7723 | 27.8632 | 28.9343 | 30.0534 | 31.246 | 32.5274 | 33.9442 | 35.6142 | 37.5544 | 39.6916 | 42.0374 | 44.1107 | 46.4058 | 48.8388 | 51.4889 | 54.2768 | 57.2127 | 60.3049 | 63.6085 | 67.1085 | 70.7665 | 74.5625 | 78.42 | 82.5139 | 86.7773 | 91.2837 | 96.0175 | 101.0336 | 106.4226 | 111.8038 | 117.1591 | 122.4612 | 127.6829
nuclear | 0 | 0 | 0 | 0 | 0 | 0 | 0 | 0 | 0 | 0 | 0 | 0 | 0 | 0 | 0 | 0 | 0 | 0 | 0 | 0 | 0 | 0 | 0 | 0 | 0 | 0 | 0 | 0 | 0 | 0 | 0 | 0 | 0 | 0
hydro | 0 | 0 | 0 | 0 | 0 | 0 | 0 | 0 | 0 | 0 | 0 | 0 | 0 | 0 | 0 | 0 | 0 | 0 | 0 | 0 | 0 | 0 | 0 | 0 | 0 | 0 | 0 | 0 | 0 | 0 | 0 | 0 | 0 | 0
onshore wind | 14.2249 | 14.2265 | 14.2305 | 14.2318 | 14.2319 | 14.2325 | 14.2325 | 14.2325 | 14.2325 | 14.2325 | 14.2325 | 14.2326 | 14.2328 | 14.2348 | 14.2407 | 14.2748 | 14.3923 | 14.7473 | 15.5386 | 16.8158 | 18.5508 | 20.5578 | 22.7337 | 24.9905 | 27.3078 | 29.6604 | 32.0674 | 34.5064 | 36.9803 | 39.5014 | 42.0164 | 44.5294 | 47.056 | 49.5601
solar PV | 34.4916 | 40.409 | 48.7362 | 57.5304 | 66.2462 | 74.1277 | 80.6422 | 85.0634 | 86.8963 | 89.0409 | 91.4829 | 94.2376 | 97.297 | 100.5552 | 103.9927 | 107.6329 | 111.4421 | 115.4203 | 119.5655 | 123.8865 | 128.3587 | 132.9674 | 137.704 | 142.5 | 147.4025 | 152.3336 | 157.3317 | 162.3844 | 167.5092 | 172.705 | 177.9855 | 183.348 | 188.7719 | 194.1836
solar thermal | 0 | 0 | 0 | 0 | 0 | 0 | 0 | 0 | 0 | 0 | 0 | 0 | 0 | 0 | 0 | 0 | 0 | 0 | 0 | 0 | 0 | 0 | 0 | 0 | 0 | 0 | 0 | 0 | 0 | 0 | 0 | 0 | 0 | 0
biomass | 0 | 0 | 0 | 0 | 0 | 0 | 0 | 0 | 0 | 0 | 0 | 0 | 0 | 0 | 0 | 0 | 0 | 0 | 0 | 0 | 0 | 0 | 0 | 0 | 0 | 0 | 0 | 0 | 0 | 0 | 0 | 0 | 0 | 0
geothermal | 0 | 0 | 0 | 0 | 0 | 0 | 0 | 0 | 0 | 0 | 0 | 0 | 0 | 0 | 0 | 0 | 0 | 0 | 0 | 0 | 0 | 0 | 0 | 0 | 0 | 0 | 0 | 0 | 0 | 0 | 0 | 0 | 0 | 0
petroleum | 0.0070255 | 0.0070255 | 0.0070255 | 0.0070255 | 0.0070255 | 0.0070255 | 0.0070255 | 0.0070255 | 0.0070255 | 0.0070255 | 0.0070255 | 0.0070255 | 0.0070255 | 0.0070255 | 0.0070255 | 0.0070255 | 0.0070288 | 0.007032 | 0.0070385 | 0.007045 | 0.0070532 | 0.0070661 | 0.0070791 | 0.0070955 | 0.0071199 | 0.0071475 | 0.0071882 | 0.0072339 | 0.0072861 | 0.0073499 | 0.0074186 | 0.0074841 | 0.0075544 | 0.0076232
natural gas peaker | 0 | 0 | 0 | 0 | 0 | 0 | 0 | 0 | 0 | 0 | 0 | 0 | 0 | 0 | 0 | 0 | 0 | 0 | 0 | 0 | 0 | 0 | 0 | 0 | 0 | 0 | 0 | 0 | 0 | 0 | 0 | 0 | 0 | 0
lignite | 0 | 0 | 0 | 0 | 0 | 0 | 0 | 0 | 0 | 0 | 0 | 0 | 0 | 0 | 0 | 0 | 0 | 0 | 0 | 0 | 0 | 0 | 0 | 0 | 0 | 0 | 0 | 0 | 0 | 0 | 0 | 0 | 0 | 0
offshore wind | 0 | 0 | 0 | 0 | 0 | 0 | 0 | 0 | 0 | 0 | 0 | 0 | 0 | 0 | 0 | 0 | 0 | 0 | 0 | 0 | 0 | 0 | 0 | 0 | 0 | 0 | 0 | 0 | 0 | 0 | 0 | 0 | 0 | 0
crude oil | 0 | 0 | 0 | 0 | 0 | 0 | 0 | 0 | 0 | 0 | 0 | 0 | 0 | 0 | 0 | 0 | 0 | 0 | 0 | 0 | 0 | 0 | 0 | 0 | 0 | 0 | 0 | 0 | 0 | 0 | 0 | 0 | 0 | 0
heavy or residual fuel oil | 0 | 0 | 0 | 0 | 0 | 0 | 0 | 0 | 0 | 0 | 0 | 0 | 0 | 0 | 0 | 0 | 0 | 0 | 0 | 0 | 0 | 0 | 0 | 0 | 0 | 0 | 0 | 0 | 0 | 0 | 0 | 0 | 0 | 0
municipal solid waste | 0 | 0 | 0 | 0 | 0 | 0 | 0 | 0 | 0 | 0 | 0 | 0 | 0 | 0 | 0 | 0 | 0 | 0 | 0 | 0 | 0 | 0 | 0 | 0 | 0 | 0 | 0 | 0 | 0 | 0 | 0 | 0 | 0 | 0