## About
BGCL BAU Generation Capacity Lifetime
Source: | All Sources Except Hydro
National Renewable Energy Laboratory
2010
Cost and Performance Assumptions for Modeling Electricity Generation Technologies
http://www.nrel.gov/docs/fy11osti/48595.pdf
Page 157, Figure 113
Hydro
Energy Information Administration
2012
Form EIA-860
http://www.eia.gov/electricity/data/eia860/xls/eia8602012.zip
File "GeneratorY2012.xlsx", Tab "Retired and Canceled"
Notes
We consider the lifetime of petroleum (oil) - burning plants to be the same as natural gas
and coal plants.
We assume lignite plants have the same lifetime as hard coal plants and that offshore plants have
the same lifetime as onshore wind plants.
Additional Notes for Oregon EPS
The Oregon EPS carries over the same capacity lifetimes as the U.S. and California models. They should be similar.

## NREL Plant Lifetimes
Plant Type | Lifetime (yr)
Coal | 45
IGCC | 45
Combustion Turbine | 45
Combined Cycle | 45
Nuclear | 60
Biomass | 45
Geothermal | 30
Wind (onshore) | 30
Solar Thermal | 30
Solar PV | 30

## Hydro Lifetime
Generation Capacity Lifetime, Hydro
Selected columns from original source table: | [10 empty] | Added columns: |  | Just for comparison (not used in model):
Utility Name | Plant Name | State | Prime Mover | Status | Nameplate Capacity (MW) | Operating Month | Operating Year | Energy Source 1 | Retirement Month | Retirement Year | Hydro Lifetime | Hydro Avg Lifetime | Capacity (Hydro Only) | Capacity x Hydro Lifetime | Capacity-Weighted Hydro Avg Lifetime
GMM Holdings 1 LLC | GMMGreenidge LLC | NY | ST | RE | 50 | 4 | 1950 | BIT | 12 | 2009 |  | 66.4668 |  |  | 60.1823
AES Thames LLC | AES Thames | CT | ST | RE | 213.9 | 11 | 1989 | BIT | 12 | 2012
Agrilectric Power Partners Ltd | Agrilectric Power Partners Ltd | LA | ST | RE | 1.5 | 8 | 1995 | AB | 3 | 2007
Adrian Public Utilities Comm | Adrian | MN | IC | RE | 0.4 | 88 | 1948 | DFO | 12 | 2001
Adrian Public Utilities Comm | Adrian | MN | IC | RE | 0.6 | 88 | 1954 | DFO | 12 | 2001
AERA Energy LLC | Aera South Belridge Cogen Facility | CA | GT | RE | 3 | 9 | 1989 | NG | 7 | 2010
AERA Energy LLC | Aera South Belridge Cogen Facility | CA | GT | RE | 3 | 9 | 1989 | NG | 7 | 2010
AERA Energy LLC | Aera South Belridge Cogen Facility | CA | GT | RE | 3 | 9 | 1989 | NG | 7 | 2010
CES Placerita Inc | CES Placerita Power Plant | CA | CT | RE | 60 | 6 | 1988 | NG | 1 | 2008
Agrium US Inc | Agrium Kenai Nitrogen Operations | AK | IC | RE | 1.3 | 9 | 1968 | NG | 12 | 2001
Agrium US Inc | Agrium Kenai Nitrogen Operations | AK | IC | RE | 1.3 | 9 | 1968 | NG | 12 | 2001
Agrium US Inc | Agrium Kenai Nitrogen Operations | AK | IC | RE | 1.3 | 9 | 1968 | NG | 12 | 2001
Agrium US Inc | Agrium Kenai Nitrogen Operations | AK | IC | RE | 1.3 | 9 | 1968 | NG | 12 | 2001
Agrium US Inc | Agrium Kenai Nitrogen Operations | AK | IC | RE | 1.3 | 9 | 1968 | NG | 12 | 2001
Agrium US Inc | Agrium Kenai Nitrogen Operations | AK | IC | RE | 1.3 | 9 | 1968 | NG | 12 | 2001
Agrium US Inc | Agrium Kenai Nitrogen Operations | AK | IC | RE | 1.3 | 9 | 1968 | NG | 12 | 2001
Alabama Power Co | APC1 | AL | CC | IP | 270 |  |  | NG
Alabama Power Co | APC2 | AL | CT | IP | 300 |  |  | NG
Alabama Power Co | APC3 | AL | CC | IP | 200 |  |  | NG
Alaska Power and Telephone Co | Haines | AK | IC | RE | 1.1 | 12 | 1989 | DFO | 6 | 2004
Alaska Power and Telephone Co | Northway | AK | IC | RE | 0.4 | 1 | 1980 | DFO | 9 | 2001
Alaska Power and Telephone Co | False Island | AK | IC | RE | 0.3 | 9 | 1983 | DFO | 9 | 2007
Alaska Village Elec Coop, Inc | Chevak | AK | IC | RE | 0.4 | 10 | 1977 | DFO | 10 | 2009
Alaska Village Elec Coop, Inc | Chevak | AK | IC | RE | 0.3 | 11 | 1976 | DFO | 10 | 2009
Alaska Village Elec Coop, Inc | Chevak | AK | IC | RE | 0.3 | 12 | 1979 | DFO | 10 | 2009
Alaska Village Elec Coop, Inc | Emmonak | AK | IC | RE | 0.3 | 12 | 1977 | DFO | 8 | 2011
Alaska Village Elec Coop, Inc | Emmonak | AK | IC | RE | 0.3 | 12 | 1980 | DFO | 4 | 2005
Alaska Village Elec Coop, Inc | Emmonak | AK | IC | RE | 0.5 | 3 | 1988 | DFO | 4 | 2005
Alaska Village Elec Coop, Inc | Kiana | AK | IC | RE | 0.3 | 12 | 1977 | DFO | 1 | 2001
Alaska Village Elec Coop, Inc | Kiana | AK | IC | RE | 0.3 | 9 | 1990 | DFO | 6 | 2000
Alaska Village Elec Coop, Inc | Nunapitchuk | AK | IC | RE | 0.3 | 1 | 1976 | DFO | 2 | 2006
Alaska Village Elec Coop, Inc | Nunapitchuk | AK | IC | RE | 0.3 | 4 | 1976 | DFO | 2 | 2006
Alaska Village Elec Coop, Inc | Nunapitchuk | AK | IC | RE | 0.6 | 2 | 1986 | DFO | 2 | 2006
Alaska Village Elec Coop, Inc | Nunapitchuk | AK | IC | RE | 0.5 | 12 | 1994 | DFO | 6 | 2004
Alaska Village Elec Coop, Inc | St Marys | AK | IC | RE | 0.6 | 5 | 1977 | DFO | 12 | 2006
Alaska Village Elec Coop, Inc | Selawik | AK | IC | RE | 0.3 | 12 | 1974 | DFO | 6 | 2003
Alaska Village Elec Coop, Inc | Selawik | AK | IC | RE | 0.7 | 6 | 2003 | DFO | 4 | 2005
Alaska Village Elec Coop, Inc | Selawik | AK | IC | RE | 0.3 | 0 | 1978 | DFO | 6 | 2003
Alaska Village Elec Coop, Inc | Togiak | AK | IC | RE | 0.3 | 3 | 1970 | DFO | 8 | 2004
Alaska Village Elec Coop, Inc | Togiak | AK | IC | RE | 0.5 | 10 | 1986 | DFO | 9 | 2004
Alaska Village Elec Coop, Inc | Alakanuk | AK | IC | IP | 0.5 |  |  | JF
City of Alexandria - (LA) | D G Hunter | LA | ST | RE | 17.5 | 0 | 1956 | NG | 1 | 2005
City of Alexandria - (LA) | D G Hunter | LA | ST | RE | 17.5 | 0 | 1956 | NG | 1 | 2005
Brookfield Renewable Power | Cheoah | NC | HY | RE | 20 | 4 | 1919 | WAT | 5 | 2012 | 93.0833 |  | 20 | 1861.6667
Brookfield Renewable Power | Cheoah | NC | HY | RE | 20 | 4 | 1919 | WAT | 5 | 2012 | 93.0833 |  | 20 | 1861.6667
Brookfield Renewable Power | Cheoah | NC | HY | RE | 20 | 4 | 1919 | WAT | 5 | 2012 | 93.0833 |  | 20 | 1861.6667
Brookfield Renewable Power | Cheoah | NC | HY | RE | 20 | 4 | 1919 | WAT | 10 | 2012 | 93.5 |  | 20 | 1870
City of Algona - (IA) | Algona | IA | IC | RE | 0.7 | 1 | 1938 | DFO | 9 | 2003
City of Algona - (IA) | Algona | IA | IC | RE | 1 | 1 | 1941 | DFO | 4 | 2002
City of Algona - (IA) | Algona | IA | IC | RE | 1.5 | 1 | 1947 | DFO | 6 | 2002
Industrial Energy Applications Inc | Alliant SBD 8603 Donnelley | IA | IC | RE | 1 | 3 | 1996 | DFO | 10 | 2000
Industrial Energy Applications Inc | Alliant SBD 9403 Aegon DC | IA | IC | RE | 1.6 | 1 | 1995 | DFO | 11 | 2003
Industrial Energy Applications Inc | Alliant SBD 9402 Climax | IA | IC | RE | 1.6 | 7 | 1995 | DFO | 3 | 2011
Industrial Energy Applications Inc | Alliant SBD 9402 Climax | IA | IC | RE | 1.6 | 7 | 1995 | DFO | 3 | 2011
Industrial Energy Applications Inc | Alliant SBD 9402 Climax | IA | IC | RE | 1.6 | 7 | 1995 | DFO | 3 | 2011
Industrial Energy Applications Inc | Alliant SBD 9402 Climax | IA | IC | RE | 1.6 | 7 | 1995 | DFO | 3 | 2011
Industrial Energy Applications Inc | Alliant SBD 9402 Climax | IA | IC | RE | 1.6 | 7 | 1995 | DFO | 3 | 2011
Industrial Energy Applications Inc | Alliant SBD 9702 Cedar Graphics | IA | IC | RE | 1 | 5 | 1997 | DFO | 12 | 2007
Industrial Energy Applications Inc | Alliant SBD 9801 Aegon Martha's Way | IA | IC | RE | 1.1 | 8 | 1998 | DFO | 4 | 2012
Ameren Energy Generating Co | Hutsonville | IL | ST | RE | 75 | 2 | 1953 | SUB | 12 | 2011
Ameren Energy Generating Co | Hutsonville | IL | ST | RE | 75 | 7 | 1954 | SUB | 12 | 2011
Ameren Energy Generating Co | Hutsonville | IL | IC | RE | 3 | 4 | 1968 | DFO | 12 | 2011
Ameren Energy Generating Co | Meredosia | IL | ST | RE | 57.5 | 6 | 1948 | BIT | 12 | 2011
Ameren Energy Generating Co | Meredosia | IL | ST | RE | 57.5 | 1 | 1949 | BIT | 12 | 2011
Ameren Energy Generating Co | Meredosia | IL | ST | RE | 239.3 | 7 | 1960 | SUB | 12 | 2011
Ameren Energy Generating Co | Meredosia | IL | ST | RE | 209.7 | 9 | 1975 | RFO | 12 | 2011
Anchorage Municipal Light and Power | Anchorage 1 | AK | GT | RE | 16.3 | 12 | 1968 | NG | 8 | 2004
Anchorage Municipal Light and Power | Anchorage 1 | AK | IC | RE | 1.1 | 0 | 1956 | DFO | 1 | 2010
Anchorage Municipal Light and Power | Anchorage 1 | AK | IC | RE | 1.1 | 0 | 1947 | DFO | 1 | 2010
Anheuser-Busch Inc | Anheuser-Busch Newark Brewery | NJ | GT | RE | 6.5 | 6 | 1995 | NG | 4 | 2004
Anheuser-Busch Inc | Anheuser-Busch Newark Brewery | NJ | GT | RE | 6.5 | 11 | 1995 | NG | 4 | 2004
City of Anita - (IA) | Anita | IA | IC | RE | 0.1 | 10 | 1939 | DFO | 1 | 2003
Appalachian Power Co | Philip Sporn | WV | ST | RE | 495.5 | 12 | 1960 | BIT | 2 | 2012
Archer Daniels Midland Co | Archer Daniels Midland Fredonia | KS | GT | RE | 2.7 | 1 | 1986 | NG | 3 | 2003
Archer Daniels Midland Co | Archer Daniels Midland Fredonia | KS | IC | RE | 1 | 1 | 1987 | DFO | 3 | 2003
Archer Daniels Midland Co | Archer Daniels Midland Fredonia | KS | IC | RE | 0.4 | 10 | 1990 | DFO | 3 | 2003
Archer Daniels Midland Co | Valdosta | GA | ST | RE | 2.5 | 1 | 1985 | WDS | 1 | 1995
Archer Daniels Midland Co | Archer Daniels Midland Clinton | IA | ST | RE | 7.5 | 1 | 1954 | BIT | 10 | 2008
Archer Daniels Midland Co | Archer Daniels Midland Clinton | IA | ST | RE | 3.5 | 1 | 1940 | BIT | 10 | 2008
Archer Daniels Midland Co | Archer Daniels Midland Clinton | IA | ST | RE | 9.4 | 1 | 1965 | BIT | 10 | 2008
Archer Daniels Midland Co | Archer Daniels Midland Clinton | IA | ST | RE | 4 | 1 | 1974 | BIT | 10 | 2008
Archer Daniels Midland Co | Archer Daniels Midland Clinton | IA | ST | RE | 7 | 4 | 1991 | BIT | 10 | 2008
Archer Daniels Midland Co | Archer Daniels Midland Mankato | MN | ST | RE | 4.4 | 1 | 1999 | NG | 6 | 1999
Archer Daniels Midland Co | Galesburg | IL | IC | RE | 1 | 8 | 1992 | NG | 1 | 2012
Archer Daniels Midland Co | Galesburg | IL | IC | RE | 1 | 8 | 1992 | NG | 1 | 2012
Archer Daniels Midland Co | Galesburg | IL | IC | RE | 1 | 8 | 1992 | NG | 1 | 2012
Archer Daniels Midland Co | Archer Daniels Midland Little Rock | AR | IC | RE | 1 | 2 | 1993 | NG | 1 | 2001
Archer Daniels Midland Co | Archer Daniels Midland Little Rock | AR | IC | RE | 1 | 2 | 1993 | NG | 1 | 2001
Archer Daniels Midland Co | Archer Daniels Midland Little Rock | AR | IC | RE | 1 | 2 | 1993 | NG | 1 | 2001
Archer Daniels Midland Co | Archer Daniels Midland Little Rock | AR | IC | RE | 1 | 2 | 1993 | NG | 1 | 2001
Archer Daniels Midland Co | Archer Daniels Midland Taylorville | IL | GT | RE | 4.6 | 5 | 1994 | NG | 1 | 2003
Archer Daniels Midland Co | Mansfield | MA | IC | RE | 1 | 11 | 1993 | NG | 5 | 2011
Archer Daniels Midland Co | Mansfield | MA | IC | RE | 1 | 11 | 1993 | NG | 5 | 2011
Archer Daniels Midland Co | Mansfield | MA | IC | RE | 1 | 11 | 1993 | NG | 5 | 2011
Archer Daniels Midland Co | Walhalla | ND | ST | RE | 2 | 12 | 2000 | SUB | 4 | 2012
City of Argyle - (WI) | Argyle | WI | IC | RE | 1.1 | 0 | 1973 | DFO | 9 | 2003
City of Argyle - (WI) | Argyle | WI | IC | RE | 1.1 | 10 | 1989 | DFO | 9 | 2003
Apollo Energy Corp | Kamaoa Wind Farm | HI | WT | RE | 9.2 | 7 | 1987 | WND | 8 | 2006
Arizona Public Service Co | Childs | AZ | HY | RE | 1.8 | 6 | 1909 | WAT | 6 | 2005 | 96 |  | 1.8 | 172.8
Arizona Public Service Co | Childs | AZ | HY | RE | 1.8 | 7 | 1909 | WAT | 6 | 2005 | 95.9167 |  | 1.8 | 172.65
Arizona Public Service Co | Childs | AZ | HY | RE | 1.8 | 9 | 1909 | WAT | 6 | 2005 | 95.75 |  | 1.8 | 172.35
Arizona Public Service Co | Irving | AZ | HY | RE | 1.6 | 4 | 1916 | WAT | 6 | 2005 | 89.1667 |  | 1.6 | 142.6667
Arizona Public Service Co | West Phoenix | AZ | ST | RE | 34.5 | 7 | 1948 | NG | 12 | 2002
Arizona Public Service Co | West Phoenix | AZ | ST | RE | 16 | 6 | 1949 | NG | 12 | 2002
Arizona Public Service Co | West Phoenix | AZ | ST | RE | 69 | 4 | 1950 | NG | 12 | 2002
Arizona Public Service Co | Sundance | AZ | GT | IP | 45 |  |  | NG
Arizona Public Service Co | Sundance | AZ | GT | IP | 45 |  |  | NG
Arizona Public Service Co | Prescott Airport | AZ | PV | IP | 7 |  |  | SUN
Arizona Public Service Co | Luke Solar | AZ | PV | IP | 15 |  |  | SUN
Entergy Arkansas Inc | Harvey Couch | AR | ST | RE | 26.5 | 10 | 1943 | NG | 3 | 2011
Entergy Arkansas Inc | Hot Spring Generating Facility | AR | CT | IP | 198.9 |  |  | NG
Entergy Arkansas Inc | Hot Spring Generating Facility | AR | CT | IP | 198.9 |  |  | NG
Entergy Arkansas Inc | Hot Spring Generating Facility | AR | CA | IP | 317.1 |  |  | NG
Associated Electric Coop, Inc | Essex | MO | GT | IP | 108 |  |  | NG
Aurora Energy LLC | Aurora Energy LLC Chena | AK | ST | RE | 1.5 | 6 | 1952 | SUB | 8 | 2009
Aurora Energy LLC | Aurora Energy LLC Chena | AK | ST | IP | 2.3 |  |  | SUB
City of Attica | Attica | KS | IC | RE | 0.3 | 88 | 1961 | DFO | 5 | 2001
City of Attica | Attica | KS | IC | RE | 0.3 | 88 | 1961 | DFO | 5 | 2001
Air Products & Chemicals Inc | New Orleans | LA | GT | RE | 23.4 | 12 | 1984 | NG | 9 | 2005
Air Products & Chemicals Inc | New Orleans | LA | ST | RE | 7.8 | 6 | 1995 | NG | 6 | 2010
Austin Energy | Decker Creek | TX | PV | RE | 0.3 | 7 | 1987 | SUN | 6 | 2001
Austin Energy | Holly Street | TX | ST | RE | 100 | 11 | 1960 | NG | 12 | 2004
Austin Energy | Holly Street | TX | ST | RE | 100 | 6 | 1964 | NG | 12 | 2004
Austin Energy | Holly Street | TX | ST | RE | 165 | 7 | 1967 | NG | 9 | 2007
Austin Energy | Holly Street | TX | ST | RE | 193 | 7 | 1974 | NG | 9 | 2007
Bangor Hydro-Electric Co | Basin Mills | ME | HY | IP | 12 |  |  | WAT
Bangor Hydro-Electric Co | Basin Mills | ME | HY | IP | 12 |  |  | WAT
Bangor Hydro-Electric Co | Basin Mills | ME | HY | IP | 12 |  |  | WAT
Bangor Hydro-Electric Co | Veazie C | ME | HY | IP | 8 |  |  | WAT
BASF Corporation | Enka | NC | ST | RE | 4 | 1 | 1948 | BIT | 6 | 2001
BASF Corporation | Enka | NC | ST | RE | 4 | 1 | 1957 | BIT | 6 | 2001
BASF Corporation | Enka | NC | ST | RE | 5 | 1 | 1959 | BIT | 6 | 2001
BASF Corporation | Enka | NC | ST | RE | 0.3 | 1 | 1984 | BIT | 6 | 2001
BASF Corporation | Enka | NC | ST | RE | 3 | 1 | 1937 | BIT | 6 | 2001
Baptist Memorial Hospital | Baptist Medical Center | FL | IC | RE | 0.5 | 2 | 1973 | NG | 10 | 2005
Baptist Memorial Hospital | Baptist Medical Center | FL | IC | RE | 0.5 | 10 | 1972 | NG | 5 | 2007
Baptist Memorial Hospital | Baptist Medical Center | FL | IC | RE | 0.5 | 10 | 1973 | NG | 12 | 2006
Baptist Memorial Hospital | Baptist Medical Center | FL | GT | RE | 2.6 | 1 | 1982 | NG | 4 | 2007
City of Belleville - (KS) | Belleville | KS | IC | RE | 0.6 | 88 | 1946 | DFO | 12 | 1998
City of Belleville - (KS) | Belleville | KS | IC | RE | 0.6 | 88 | 1946 | DFO | 12 | 1999
City of Belleville - (KS) | Belleville | KS | IC | RE | 0.3 | 88 | 1946 | DFO | 12 | 2001
Town of Berlin - (MD) | Berlin | MD | IC | IP | 5 |  |  | DFO
Town of Berlin - (MD) | Berlin | MD | IC | IP | 7.5 |  |  | DFO
City of Bethany | Bethany | MO | IC | RE | 0.8 | 8 | 1948 | DFO | 1 | 2008
City of Bethany | Bethany | MO | IC | RE | 1.6 | 7 | 1993 | DFO | 3 | 2006
Block Island Power Co | Block Island | RI | IC | RE | 1 | 99 | 1972 | DFO | 1 | 2005
Block Island Power Co | Block Island | RI | IC | RE | 1.1 | 8 | 1993 | DFO | 6 | 2012
Block Island Power Co | Block Island | RI | IC | RE | 1.6 | 5 | 1997 | DFO | 1 | 2002
City of Blooming Prairie - (MN) | Blooming Prairie | MN | IC | RE | 1.4 | 5 | 1957 | DFO | 12 | 2005
Boulder City of | Boulder Canyon Hydro | CO | HY | RE | 10 | 6 | 1911 | WAT | 9 | 2012 | 101.25 |  | 10 | 1012.5
Boulder City of | Boulder Canyon Hydro | CO | HY | RE | 10 | 0 | 1911 | WAT | 3 | 2001 | 90.25 |  | 10 | 902.5
City of Bountiful | Bountiful City | UT | IC | RE | 1.2 | 9 | 1959 | NG | 3 | 2011
City of Bountiful | Bountiful City | UT | IC | RE | 1.2 | 9 | 1959 | NG | 3 | 2011
City of Bountiful | Bountiful City | UT | IC | RE | 1 | 8 | 1955 | NG | 3 | 2011
City of Bountiful | Bountiful City | UT | IC | RE | 1 | 1 | 1957 | NG | 3 | 2011
City of Bountiful | Bountiful City | UT | IC | RE | 2.5 | 1 | 1962 | NG | 3 | 2011
City of Bountiful | Bountiful City | UT | IC | RE | 0.1 | 8 | 1936 | DFO | 3 | 2011
City of Bountiful | Joes Valley Dam | UT | HY | IP | 1.2 |  |  | WAT
City of Bountiful | Joes Valley Dam | UT | HY | IP | 1.2 |  |  | WAT
City of Bountiful | Joes Valley Dam | UT | HY | IP | 1 |  |  | WAT
Bowater Newport Coosa Pines Op | U S Alliance Coosa Pines | AL | ST | RE | 5 | 1 | 1942 | BIT | 11 | 2008
Bowater Newport Coosa Pines Op | U S Alliance Coosa Pines | AL | ST | RE | 5 | 1 | 1942 | BIT | 11 | 2008
Bowater Newport Coosa Pines Op | U S Alliance Coosa Pines | AL | ST | RE | 5 | 1 | 1942 | BIT | 1 | 2003
Bowater Newport Coosa Pines Op | U S Alliance Coosa Pines | AL | ST | RE | 5 | 1 | 1942 | BIT | 11 | 2008
Bowater Newport Coosa Pines Op | U S Alliance Coosa Pines | AL | ST | RE | 5 | 1 | 1942 | BIT | 11 | 2008
Town of Braintree - (MA) | Potter Station 2 | MA | IC | RE | 2.7 | 7 | 1963 | DFO | 1 | 2007
Brazos Valley Energy | Brazos Valley Generating Facility | TX | CT | IP | 200 |  |  | NG
Brazos Valley Energy | Brazos Valley Generating Facility | TX | CT | IP | 200 |  |  | NG
Brazos Electric Power Coop Inc | North Texas | TX | ST | RE | 38 | 7 | 1963 | NG | 1 | 2009
City of Breese - (IL) | Breese | IL | ST | RE | 2 | 8 | 1960 | DFO | 1 | 2003
City of Brooklyn - (IA) | Brooklyn | IA | IC | RE | 0.2 | 12 | 1940 | DFO | 9 | 2011
City of Brooklyn - (IA) | Brooklyn | IA | IC | RE | 0.2 | 12 | 1940 | DFO | 9 | 2011
City of Brooklyn - (IA) | Brooklyn | IA | IC | RE | 0.3 | 10 | 1947 | DFO | 9 | 2011
City of Brooklyn - (IA) | Brooklyn | IA | IC | RE | 0.5 | 6 | 1955 | NG | 5 | 2010
City of Brooklyn - (IA) | Brooklyn | IA | IC | RE | 1.1 | 8 | 1964 | NG | 9 | 2011
Calpine Central LP | Amelia Energy Center | TX | CT | IP | 180 |  |  | NG
Calpine Central LP | Amelia Energy Center | TX | CT | IP | 180 |  |  | NG
Calpine Central LP | Amelia Energy Center | TX | CT | IP | 180 |  |  | NG
Calpine Central LP | Amelia Energy Center | TX | CA | IP | 360 |  |  | NG
Calpine Central LP | Sherry Energy Center | WI | GT | IP | 176 |  |  | NG
Calpine Central LP | Sherry Energy Center | WI | GT | IP | 176 |  |  | NG
Calpine Central LP | Sherry Energy Center | WI | GT | IP | 176 |  |  | NG
Calpine Central LP | Sherry Energy Center | WI | GT | IP | 176 |  |  | NG
Calpine Central LP | Sherry Energy Center | WI | CT | IP | 176 |  |  | NG
Calpine Central LP | Sherry Energy Center | WI | CT | IP | 176 |  |  | NG
Calpine Central LP | Sherry Energy Center | WI | CA | IP | 180 |  |  | NG
City of Bryan - (OH) | Auglaize Hydro | OH | HY | RE | 1.4 | 9 | 1992 | WAT | 2 | 2003 | 10.4167 |  | 1.4 | 14.5833
City of Burbank Water and Power | Magnolia | CA | CA | RE | 10 | 11 | 1984 | NG | 9 | 2002
City of Burbank Water and Power | Magnolia | CA | ST | RE | 20 | 11 | 1949 | NG | 2 | 2002
City of Burbank Water and Power | Magnolia | CA | ST | RE | 34.5 | 9 | 1953 | NG | 2 | 2002
City of Burbank Water and Power | Magnolia | CA | GT | RE | 23.1 | 8 | 1969 | NG | 12 | 2003
City of Burbank Water and Power | Olive | CA | GT | RE | 24.4 | 7 | 1972 | NG | 12 | 2003
City of Burbank Water and Power | Olive | CA | GT | RE | 37.8 | 9 | 1978 | NG | 12 | 2003
U S Bureau of Reclamation | Boise R Diversion | ID | HY | RE | 0.5 | 5 | 1912 | WAT | 6 | 2004 | 92.0833 |  | 0.5 | 46.0417
U S Bureau of Reclamation | Boise R Diversion | ID | HY | RE | 0.5 | 5 | 1912 | WAT | 6 | 2004 | 92.0833 |  | 0.5 | 46.0417
U S Bureau of Reclamation | Boise R Diversion | ID | HY | RE | 0.5 | 5 | 1912 | WAT | 6 | 2004 | 92.0833 |  | 0.5 | 46.0417
U S Bureau of Reclamation | Glines Hydroelectric Project | WA | HY | RE | 16.3 | 1 | 1927 | WAT | 6 | 2011 | 84.4167 |  | 16.3 | 1375.9917
U S Bureau of Reclamation | Elwha Hydroelectric Project | WA | HY | RE | 3 | 1 | 1914 | WAT | 6 | 2011 | 97.4167 |  | 3 | 292.25
U S Bureau of Reclamation | Elwha Hydroelectric Project | WA | HY | RE | 3 | 1 | 1914 | WAT | 6 | 2011 | 97.4167 |  | 3 | 292.25
U S Bureau of Reclamation | Elwha Hydroelectric Project | WA | HY | RE | 3.3 | 1 | 1922 | WAT | 6 | 2011 | 89.4167 |  | 3.3 | 295.075
U S Bureau of Reclamation | Elwha Hydroelectric Project | WA | HY | RE | 3.3 | 1 | 1922 | WAT | 6 | 2011 | 89.4167 |  | 3.3 | 295.075
City of Burlingame - (KS) | Burlingame | KS | IC | RE | 0.5 | 88 | 1951 | DFO | 3 | 2002
City of Burlington - (KS) | Burlington | KS | IC | RE | 0.3 | 99 | 1935 | DFO | 11 | 2002
City of Burlington - (KS) | Burlington | KS | IC | RE | 0.8 | 99 | 1954 | NG | 3 | 2003
City of Burlington - (KS) | Burlington | KS | IC | RE | 0.3 | 99 | 1946 | DFO | 3 | 2003
CalWind Resources Inc | Tehachapi Wind Resource I | CA | WT | IP | 0.6 |  |  | WND
Cargill Inc | Cargill Salt | MI | ST | RE | 1.2 | 1 | 1935 | BIT | 1 | 2002
Cargill Inc | Cargill Salt | MI | ST | RE | 0.7 | 1 | 1935 | BIT | 6 | 2001
Calpine Corp - Metcalf Energy Center | Moapa Paiute Energy Center | NV | CT | IP | 212 |  |  | NG
Calpine Corp - Metcalf Energy Center | Moapa Paiute Energy Center | NV | CT | IP | 212 |  |  | NG
Calpine Corp - Metcalf Energy Center | Moapa Paiute Energy Center | NV | CT | IP | 212 |  |  | NG
Calpine Corp - Metcalf Energy Center | Moapa Paiute Energy Center | NV | CA | IP | 574 |  |  | NG
Department of the Navy | Naval Hospital Medical Center | CA | GT | RE | 0.8 | 9 | 1986 | NG | 3 | 2003
Department of the Navy | Naval Hospital Medical Center | CA | GT | RE | 0.8 | 9 | 1986 | NG | 4 | 2003
Department of the Navy | Naval Hospital Medical Center | CA | GT | RE | 0.8 | 9 | 1986 | NG | 4 | 2003
California Institute-Technolgy | California Institute of Technology | CA | CA | RE | 1 | 2 | 1982 | NG | 11 | 2002
California Institute-Technolgy | California Institute of Technology | CA | CT | RE | 4.3 | 5 | 1989 | NG | 11 | 2002
California Institute-Technolgy | California Institute of Technology | CA | CT | IP | 2.5 |  |  | NG
California Institute-Technolgy | California Institute of Technology | CA | CA | IP | 2.5 |  |  | NG
California Institute-Technolgy | California Institute of Technology | CA | CT | IP | 1 |  |  | NG
City of Cambridge - (NE) | Cambridge | NE | IC | RE | 0.7 | 7 | 1957 | DFO | 3 | 2005
City of Cambridge - (NE) | Cambridge | NE | IC | RE | 0.9 | 12 | 1963 | DFO | 3 | 2005
City of Cambridge - (NE) | Cambridge | NE | IC | RE | 1.3 | 8 | 1971 | DFO | 3 | 2005
Progress Energy Carolinas Inc | Cape Fear | NC | CT | RE | 18 | 6 | 1969 | DFO | 10 | 2012
Progress Energy Carolinas Inc | Cape Fear | NC | ST | RE | 140.6 | 12 | 1956 | BIT | 10 | 2012
Progress Energy Carolinas Inc | Cape Fear | NC | ST | RE | 187.9 | 7 | 1958 | BIT | 10 | 2012
Progress Energy Carolinas Inc | HF Lee Plant | NC | ST | RE | 75 | 6 | 1952 | BIT | 9 | 2012
Progress Energy Carolinas Inc | HF Lee Plant | NC | ST | RE | 75 | 5 | 1951 | BIT | 9 | 2012
Progress Energy Carolinas Inc | HF Lee Plant | NC | ST | RE | 252.4 | 8 | 1962 | BIT | 9 | 2012
Progress Energy Carolinas Inc | HF Lee Plant | NC | GT | RE | 16.3 | 3 | 1968 | DFO | 10 | 2012
Progress Energy Carolinas Inc | HF Lee Plant | NC | GT | RE | 29.9 | 5 | 1971 | DFO | 10 | 2012
Progress Energy Carolinas Inc | HF Lee Plant | NC | GT | RE | 29.9 | 8 | 1971 | DFO | 10 | 2012
Progress Energy Carolinas Inc | HF Lee Plant | NC | GT | RE | 29.9 | 8 | 1971 | DFO | 10 | 2012
Progress Energy Carolinas Inc | Morehead | NC | GT | RE | 16.3 | 1 | 1968 | DFO | 10 | 2012
Progress Energy Carolinas Inc | Roxboro | NC | GT | RE | 16.3 | 2 | 1968 | DFO | 12 | 2007
Progress Energy Carolinas Inc | W H Weatherspoon | NC | ST | RE | 46 | 9 | 1949 | BIT | 9 | 2011
Progress Energy Carolinas Inc | W H Weatherspoon | NC | ST | RE | 46 | 6 | 1950 | BIT | 9 | 2011
Progress Energy Carolinas Inc | W H Weatherspoon | NC | ST | RE | 73.5 | 8 | 1952 | BIT | 9 | 2011
Progress Energy Carolinas Inc | H B Robinson | SC | ST | RE | 206.6 | 5 | 1960 | BIT | 10 | 2012
Progress Energy Carolinas Inc | NA 1 | NC | CA | IP | 160 |  |  | NG
Progress Energy Carolinas Inc | NA 1 | NC | CT | IP | 195 |  |  | NG
Progress Energy Carolinas Inc | NA 1 | NC | CC | IP | 195 |  |  | NG
Progress Energy Carolinas Inc | NA 1 | NC | CT | IP | 195 |  |  | NG
Progress Energy Carolinas Inc | NA 1 | NC | CA | IP | 160 |  |  | NG
Progress Energy Carolinas Inc | NA 1 | NC | CT | IP | 195 |  |  | NG
Progress Energy Carolinas Inc | NA 1 | NC | CC | IP | 612 |  |  | NG
Progress Energy Carolinas Inc | NA 1 | NC | CT | IP | 195.3 |  |  | NG
Progress Energy Carolinas Inc | NA 1 | NC | CC | IP | 557 |  |  | NG
Progress Energy Carolinas Inc | NA 1 | NC | CC | IP | 278 |  |  | NG
Progress Energy Carolinas Inc | NA 1 | NC | GT | IP | 195 |  |  | NG
Progress Energy Carolinas Inc | NA 1 | NC | GT | IP | 195 |  |  | NG
Progress Energy Carolinas Inc | Future Gen Plant | NC | CC | IP | 211.8 |  |  | NG
Progress Energy Carolinas Inc | Future Gen Plant | NC | CC | IP | 612 |  |  | NG
Progress Energy Carolinas Inc | Woodfin | NC | GT | IP | 45.5 |  |  | NG
Carrollton Board of Public Wks | Carrollton | MO | IC | RE | 0.3 | 88 | 1941 | DFO | 8 | 1950
Carrollton Board of Public Wks | Carrollton | MO | IC | RE | 0.3 | 88 | 1941 | DFO | 8 | 1950
Carrollton Board of Public Wks | Carrollton | MO | IC | RE | 0.8 | 88 | 1963 | NG | 7 | 2005
Carrollton Board of Public Wks | Carrollton | MO | IC | RE | 0.9 | 88 | 1951 | NG | 7 | 2005
Carrollton Board of Public Wks | Carrollton | MO | IC | RE | 1.1 | 88 | 1956 | NG | 8 | 2005
Mosaic Company | Mosaic Co Greenbay | FL | ST | RE | 38.2 | 11 | 1990 | OTH | 5 | 2006
Mosaic Company | Mosaic Co Mulberry Facility | FL | ST | RE | 21 | 5 | 1985 | OTH | 12 | 2008
Cargill Inc | Cargill Corn Wet Milling Plant | TN | GT | RE | 4.8 | 1 | 1991 | NG | 4 | 2010
Village of Cashton | Cashton | WI | IC | RE | 0.3 | 0 | 1962 | DFO | 2 | 2001
Caterpillar Inc | Caterpillar | IN | IC | RE | 2 | 6 | 2001 | DFO | 9 | 2001
Caterpillar Inc | Caterpillar | IN | IC | RE | 2 | 6 | 2001 | DFO | 9 | 2001
Caterpillar Inc | Caterpillar | IN | IC | RE | 2 | 6 | 2001 | DFO | 9 | 2001
Caterpillar Inc | Caterpillar | IN | IC | RE | 2 | 6 | 2001 | DFO | 9 | 2001
Caterpillar Inc | Caterpillar | IN | IC | RE | 2 | 6 | 2001 | DFO | 9 | 2001
Caterpillar Inc | Caterpillar | IN | IC | RE | 2 | 6 | 2001 | DFO | 9 | 2001
Caterpillar Inc | Caterpillar | IN | IC | RE | 2 | 6 | 2001 | DFO | 9 | 2001
Caterpillar Inc | Caterpillar | IN | IC | RE | 2 | 6 | 2001 | DFO | 9 | 2001
Central Illinois Light Co | Indian Trails Cogen 1 | IL | ST | RE | 21 | 6 | 1995 | NG | 1 | 2010
Central Illinois Light Co | Hallock | IL | IC | RE | 1.6 | 6 | 2000 | DFO | 12 | 2006
Central Illinois Light Co | Hallock | IL | IC | RE | 1.6 | 6 | 2000 | DFO | 12 | 2006
Central Illinois Light Co | Hallock | IL | IC | RE | 1.6 | 6 | 2000 | DFO | 12 | 2006
Central Illinois Light Co | Hallock | IL | IC | RE | 1.6 | 6 | 2000 | DFO | 12 | 2006
Central Illinois Light Co | Hallock | IL | IC | RE | 1.6 | 6 | 2000 | DFO | 12 | 2006
Central Illinois Light Co | Hallock | IL | IC | RE | 1.6 | 6 | 2000 | DFO | 12 | 2006
Central Illinois Light Co | Hallock | IL | IC | RE | 1.6 | 6 | 2000 | DFO | 12 | 2006
Central Illinois Light Co | Hallock | IL | IC | RE | 1.6 | 6 | 2000 | DFO | 12 | 2006
Central Illinois Light Co | Kickapoo | IL | IC | RE | 1.6 | 6 | 2000 | DFO | 9 | 2005
Central Illinois Light Co | Kickapoo | IL | IC | RE | 1.6 | 6 | 2000 | DFO | 9 | 2005
Central Illinois Light Co | Kickapoo | IL | IC | RE | 1.6 | 6 | 2000 | DFO | 9 | 2005
Central Illinois Light Co | Kickapoo | IL | IC | RE | 1.6 | 6 | 2000 | DFO | 9 | 2005
Central Illinois Light Co | Kickapoo | IL | IC | RE | 1.6 | 6 | 2000 | DFO | 9 | 2005
Central Illinois Light Co | Kickapoo | IL | IC | RE | 1.6 | 6 | 2000 | DFO | 9 | 2005
Central Illinois Light Co | Kickapoo | IL | IC | RE | 1.6 | 6 | 2000 | DFO | 9 | 2005
Central Illinois Light Co | Kickapoo | IL | IC | RE | 1.6 | 6 | 2000 | DFO | 9 | 2005
Central Iowa Power Cooperative | Summit Lake | IA | IC | RE | 1 | 11 | 1948 | DFO | 1 | 2007
Central Iowa Power Cooperative | Summit Lake | IA | IC | RE | 1 | 11 | 1948 | DFO | 1 | 2007
Central Iowa Power Cooperative | Summit Lake | IA | IC | RE | 1 | 11 | 1948 | DFO | 1 | 2007
Central Iowa Power Cooperative | Summit Lake | IA | IC | RE | 1 | 11 | 1948 | DFO | 1 | 2007
Cleco Power LLC | Teche | LA | ST | RE | 54.4 | 5 | 1956 | NG | 12 | 2011
Central Vermont Pub Serv Corp | St Albans | VT | IC | RE | 1.3 | 2 | 1950 | DFO | 12 | 2007
Central Vermont Pub Serv Corp | St Albans | VT | IC | RE | 1.3 | 2 | 1950 | DFO | 12 | 2007
City of Chanute | Chanute 1 | KS | ST | RE | 4 | 8 | 1949 | NG | 12 | 2004
City of Chanute | Chanute 1 | KS | IC | RE | 1.7 | 8 | 1955 | NG | 12 | 2004
City of Chanute | Chanute 1 | KS | ST | RE | 10 | 8 | 1957 | NG | 12 | 2004
PUD No 1 of Chelan County | Diesel Generator Farm | WA | IC | RE | 1.8 | 3 | 2001 | DFO | 8 | 2001
PUD No 1 of Chelan County | Diesel Generator Farm | WA | IC | RE | 1.8 | 3 | 2001 | DFO | 8 | 2001
PUD No 1 of Chelan County | Diesel Generator Farm | WA | IC | RE | 1.8 | 3 | 2001 | DFO | 8 | 2001
PUD No 1 of Chelan County | Diesel Generator Farm | WA | IC | RE | 1.8 | 3 | 2001 | DFO | 8 | 2001
PUD No 1 of Chelan County | Diesel Generator Farm | WA | IC | RE | 1.8 | 3 | 2001 | DFO | 8 | 2001
PUD No 1 of Chelan County | Diesel Generator Farm | WA | IC | RE | 1.8 | 3 | 2001 | DFO | 8 | 2001
PUD No 1 of Chelan County | Diesel Generator Farm | WA | IC | RE | 1.8 | 3 | 2001 | DFO | 8 | 2001
PUD No 1 of Chelan County | Diesel Generator Farm | WA | IC | RE | 1.8 | 3 | 2001 | DFO | 8 | 2001
PUD No 1 of Chelan County | Diesel Generator Farm | WA | IC | RE | 1.8 | 3 | 2001 | DFO | 8 | 2001
PUD No 1 of Chelan County | Diesel Generator Farm | WA | IC | RE | 1.8 | 3 | 2001 | DFO | 8 | 2001
PUD No 1 of Chelan County | Diesel Generator Farm | WA | IC | RE | 1.8 | 3 | 2001 | DFO | 8 | 2001
PUD No 1 of Chelan County | Diesel Generator Farm | WA | IC | RE | 1.8 | 3 | 2001 | DFO | 8 | 2001
PUD No 1 of Chelan County | Diesel Generator Farm | WA | IC | RE | 1.8 | 3 | 2001 | DFO | 8 | 2001
PUD No 1 of Chelan County | Diesel Generator Farm | WA | IC | RE | 1.8 | 3 | 2001 | DFO | 8 | 2001
PUD No 1 of Chelan County | Diesel Generator Farm | WA | IC | RE | 2 | 3 | 2001 | DFO | 8 | 2001
PUD No 1 of Chelan County | Diesel Generator Farm | WA | IC | RE | 2 | 3 | 2001 | DFO | 8 | 2001
PUD No 1 of Chelan County | Diesel Generator Farm | WA | IC | RE | 2 | 3 | 2001 | DFO | 8 | 2001
PUD No 1 of Chelan County | Diesel Generator Farm | WA | IC | RE | 2 | 3 | 2001 | DFO | 8 | 2001
PUD No 1 of Chelan County | Diesel Generator Farm | WA | IC | RE | 2 | 3 | 2001 | DFO | 8 | 2001
PUD No 1 of Chelan County | Diesel Generator Farm | WA | IC | RE | 1.8 | 3 | 2001 | DFO | 8 | 2001
PUD No 1 of Chelan County | Diesel Generator Farm | WA | IC | RE | 1.8 | 3 | 2001 | DFO | 8 | 2001
PUD No 1 of Chelan County | Diesel Generator Farm | WA | IC | RE | 1.8 | 3 | 2001 | DFO | 8 | 2001
PUD No 1 of Chelan County | Diesel Generator Farm | WA | IC | RE | 1.8 | 3 | 2001 | DFO | 8 | 2001
PUD No 1 of Chelan County | Diesel Generator Farm | WA | IC | RE | 1.8 | 3 | 2001 | DFO | 8 | 2001
PUD No 1 of Chelan County | Diesel Generator Farm | WA | IC | RE | 1.8 | 3 | 2001 | DFO | 8 | 2001
PUD No 1 of Chelan County | Diesel Generator Farm | WA | IC | RE | 1.8 | 3 | 2001 | DFO | 8 | 2001
Ticona Polymers Inc | Ticona Polymers Inc | TX | OT | RE | 1.4 | 1 | 1982 | NG | 12 | 2002
Ticona Polymers Inc | Ticona Polymers Inc | TX | OT | RE | 1.4 | 1 | 1982 | NG | 12 | 2002
Ticona Polymers Inc | Ticona Polymers Inc | TX | OT | RE | 1.6 | 1 | 1982 | NG | 12 | 2002
Ticona Polymers Inc | Ticona Polymers Inc | TX | CA | RE | 8.2 | 1 | 1982 | NG | 12 | 2002
Chemical Lime Co | Nelson Plant Generators | AZ | IC | RE | 1.1 | 7 | 1990 | DFO | 9 | 2011
Chemical Lime Co | Nelson Plant Generators | AZ | IC | RE | 1.1 | 7 | 1990 | DFO | 11 | 2010
Metro Wtr Recl Dist Grtr Chi | Lockport Powerhouse | IL | HY | RE | 8 | 1 | 1908 | WAT | 1 | 1950 | 42 |  | 8 | 336
Metro Wtr Recl Dist Grtr Chi | Lockport Powerhouse | IL | HY | RE | 8 | 1 | 1935 | WAT | 1 | 1950 | 15 |  | 8 | 120
DTE San Diego COGEN Inc. | Childrens Hospital | CA | IC | RE | 0.6 | 2 | 1993 | NG | 11 | 2003
DTE San Diego COGEN Inc. | Childrens Hospital | CA | IC | RE | 0.3 | 6 | 1983 | NG | 7 | 2004
DTE San Diego COGEN Inc. | Childrens Hospital | CA | IC | RE | 0.3 | 6 | 1983 | NG | 9 | 2003
DTE San Diego COGEN Inc. | Childrens Hospital | CA | IC | RE | 0.3 | 6 | 1983 | NG | 7 | 2004
Chillicothe Municipal Utils | Chillicothe | MO | ST | RE | 2.5 | 6 | 1938 | BIT | 3 | 2004
Chillicothe Municipal Utils | Chillicothe | MO | ST | RE | 5 | 8 | 1948 | BIT | 3 | 2004
Chillicothe Municipal Utils | Chillicothe | MO | ST | RE | 6 | 9 | 1958 | BIT | 3 | 2004
Duke Energy Ohio Inc | Walter C Beckjord | OH | ST | RE | 115 | 6 | 1952 | BIT | 5 | 2012
Duke Energy Ohio Inc | Miami Fort | OH | ST | RE | 100 | 12 | 1949 | BIT | 1 | 2008
Phelps Dodge Corp-Chino Mines | Chino Mines | NM | ST | RE | 7.5 | 6 | 1930 | NG | 12 | 2004
Phelps Dodge Corp-Chino Mines | Chino Mines | NM | ST | RE | 10 | 6 | 1950 | NG | 12 | 2005
Phelps Dodge Corp-Chino Mines | Chino Mines | NM | ST | RE | 30 | 5 | 1973 | NG | 12 | 2005
Clark University | Clark University | MA | IC | RE | 1.8 | 6 | 1981 | NG | 5 | 2012
Clarksdale Public Utilities | Third Street | MS | ST | RE | 4 | 10 | 1951 | NG | 7 | 2007
Clarksdale Public Utilities | Third Street | MS | ST | RE | 9 | 10 | 1946 | NG | 7 | 2007
City of Clay Center | Clay Center | KS | ST | RE | 1.5 | 88 | 1942 | NG | 1 | 2005
City of Cleveland - (OH) | Lake Road | OH | ST | RE | 25 | 1 | 1953 | BIT | 1 | 1994
City of Cleveland - (OH) | Lake Road | OH | ST | RE | 85 | 1 | 1967 | BIT | 1 | 1994
City of Cleveland - (OH) | Lake Road | OH | ST | RE | 25 | 1 | 1941 | BIT | 1 | 1994
City of Cleveland - (OH) | Lake Road | OH | ST | RE | 25 | 1 | 1953 | BIT | 1 | 1994
Village of Clinton - (MI) | Clinton | MI | IC | RE | 0.4 | 99 | 1955 | DFO | 8 | 2008
Village of Clinton - (MI) | Clinton | MI | IC | RE | 0.4 | 99 | 1955 | DFO | 8 | 2008
Village of Clinton - (MI) | Clinton | MI | IC | RE | 0.4 | 99 | 1955 | DFO | 8 | 2008
Cloverland Electric Co-op | Dafter | MI | IC | RE | 1 | 11 | 1955 | DFO | 2 | 1995
City of Coggon | Coggon | IA | IC | RE | 0.2 | 1 | 1945 | DFO | 1 | 2003
Coldwater Board of Public Util | Coldwater | MI | IC | RE | 0.7 | 8 | 1948 | DFO | 12 | 2002
Coldwater Board of Public Util | Coldwater | MI | IC | RE | 3.5 | 9 | 1969 | NG | 9 | 2012
City of Columbus - (OH) | Refuse & Coal | OH | ST | RE | 30 | 7 | 1983 | MSW | 12 | 1995
City of Columbus - (OH) | Refuse & Coal | OH | ST | RE | 30 | 7 | 1983 | MSW | 12 | 1995
City of Columbus - (OH) | Refuse & Coal | OH | ST | RE | 30 | 7 | 1983 | MSW | 12 | 1995
Connecticut Mun Elec Engy Coop | A L Pierce | CT | ST | RE | 7.5 | 8 | 1953 | DFO | 12 | 1998
Connecticut Mun Elec Engy Coop | A L Pierce | CT | ST | RE | 7.5 | 8 | 1953 | DFO | 7 | 2000
Connecticut Mun Elec Engy Coop | A L Pierce | CT | ST | RE | 7.5 | 8 | 1953 | DFO | 7 | 2000
Connecticut Mun Elec Engy Coop | John Street 1, 3, 4 & 5 | CT | IC | RE | 1.8 | 1 | 2005 | DFO | 2 | 2011
Phillips 66-Ponca City Refinery | Ponca City Refinery | OK | ST | RE | 4 | 9 | 1947 | OG | 8 | 2010
Phillips 66-Ponca City Refinery | Ponca City Refinery | OK | ST | RE | 4 | 9 | 1947 | OG | 8 | 2010
Phillips 66-Ponca City Refinery | Ponca City Refinery | OK | ST | RE | 10 | 1 | 1954 | NG | 1 | 2007
Consolidated Edison Co-NY Inc | Hudson Avenue | NY | ST | RE | 60 | 11 | 1951 | RFO | 10 | 2004
Consolidated Edison Co-NY Inc | Waterside | NY | ST | RE | 74.8 | 7 | 1941 | RFO | 4 | 2005
Consolidated Edison Co-NY Inc | Waterside | NY | ST | RE | 62.5 | 6 | 1949 | RFO | 4 | 2005
Consolidated Edison Co-NY Inc | Waterside | NY | ST | RE | 62.5 | 10 | 1949 | RFO | 4 | 2005
Consolidated Water Power Co | Biron | WI | HY | RE | 0.4 | 1 | 1896 | WAT | 1 | 1999 | 103 |  | 0.4 | 41.2
Consumers Energy Co | Gaylord | MI | GT | RE | 16 | 4 | 1968 | NG | 10 | 2010
Copper Valley Elec Assn, Inc | Glennallen | AK | IC | RE | 0.3 | 88 | 1959 | DFO | 7 | 2008
Copper Valley Elec Assn, Inc | Glennallen | AK | IC | RE | 0.3 | 88 | 1959 | DFO | 7 | 2008
Corn Belt Energy Corporation | Prairie Energy | IL | ST | IP | 91 |  |  | BIT
City of Corning - (IA) | Corning | IA | IC | RE | 0.6 | 7 | 1945 | DFO | 3 | 2006
City of Corning - (IA) | Corning | IA | IC | RE | 0.9 | 7 | 1950 | DFO | 3 | 2006
City of Corning - (IA) | Corning | IA | IC | RE | 1.3 | 7 | 1955 | DFO | 3 | 2006
City of Corning - (IA) | Corning | IA | IC | RE | 0.4 | 7 | 1938 | DFO | 3 | 2006
Crestwood Corp | Crestwood Dothan | AL | ST | RE | 5 | 4 | 1986 | NG | 1 | 2003
Cutrale Citrus Juices USA Inc | Cutrale Citrus Juices USA I | FL | GT | RE | 3.5 | 12 | 1987 | NG | 12 | 2010
Cutrale Citrus Juices USA Inc | Cutrale Citrus Juices USA II | FL | CT | RE | 3.5 | 12 | 1987 | NG | 12 | 2010
Cutrale Citrus Juices USA Inc | Cutrale Citrus Juices USA II | FL | CT | RE | 3.5 | 12 | 1987 | NG | 12 | 2010
Coram Energy, LLC | Coram Energy LLC | CA | WT | RE | 1 | 12 | 1984 | WND | 12 | 2004
Coram Energy, LLC | Coram Energy LLC (ECT) | CA | WT | RE | 3.3 | 12 | 1985 | WND | 12 | 2005
Coram Energy, LLC | Coram Energy LLC | CA | WT | RE | 1.4 | 12 | 1985 | WND | 12 | 2005
Dairyland Power Coop | Alma | WI | ST | RE | 15 | 9 | 1947 | BIT | 3 | 2012
Dairyland Power Coop | Alma | WI | ST | RE | 15 | 10 | 1947 | BIT | 3 | 2012
Dairyland Power Coop | Alma | WI | ST | RE | 15 | 7 | 1951 | BIT | 3 | 2012
Dairyland Power Coop | Seven Mile Creek LFG | WI | IC | IP | 0.8 |  |  | LFG
Dairyland Power Coop | Lake Area Landfill Gas Recovery | WI | IC | IP | 1 |  |  | LFG
Dairyland Power Coop | Lake Area Landfill Gas Recovery | WI | IC | IP | 1 |  |  | LFG
Dairyland Power Coop | Lake Area Landfill Gas Recovery | WI | IC | IP | 1 |  |  | LFG
Dairyland Power Coop | Lake Area Landfill Gas Recovery | WI | IC | IP | 0.8 |  |  | LFG
City of Dayton - (IA) | Dayton | IA | IC | RE | 0.6 | 5 | 1959 | DFO | 7 | 2001
City of Dayton - (IA) | Dayton | IA | IC | RE | 0.1 | 7 | 1939 | DFO | 6 | 2002
Aniak Light & Power Co Inc | Aniak | AK | IC | RE | 0.3 | 7 | 1980 | DFO | 8 | 2005
Aniak Light & Power Co Inc | Aniak | AK | IC | RE | 0.3 | 7 | 1980 | DFO | 8 | 2005
Aniak Light & Power Co Inc | Aniak | AK | IC | RE | 0.3 | 5 | 1991 | DFO | 4 | 1994
City of Detroit | Mistersky | MI | ST | RE | 44 | 8 | 1950 | NG | 4 | 2010
The DTE Electric Company | Marysville | MI | ST | RE | 50 | 10 | 1930 | BIT | 5 | 1995
The DTE Electric Company | Marysville | MI | ST | RE | 75 | 4 | 1943 | BIT | 12 | 2011
The DTE Electric Company | Marysville | MI | ST | RE | 75 | 2 | 1947 | BIT | 12 | 2011
The DTE Electric Company | St Clair | MI | ST | RE | 357.7 | 4 | 1959 | RFO | 1 | 1980
American Sugar Refining, Inc. | Domino Sugar Baltimore | MD | ST | RE | 2.5 | 6 | 1959 | NG | 9 | 2000
DPL Energy LLC | Hardinsburg Electric Generating Station | KY | GT | IP | 59 |  |  | NG
DPL Energy LLC | Hardinsburg Electric Generating Station | KY | GT | IP | 59 |  |  | NG
DPL Energy LLC | Hardinsburg Electric Generating Station | KY | GT | IP | 59 |  |  | NG
DPL Energy LLC | Hardinsburg Electric Generating Station | KY | GT | IP | 59 |  |  | NG
DPL Energy LLC | Hardinsburg Electric Generating Station | KY | GT | IP | 59 |  |  | NG
DPL Energy LLC | Hardinsburg Electric Generating Station | KY | GT | IP | 59 |  |  | NG
DPL Energy LLC | Hardinsburg Electric Generating Station | KY | GT | IP | 59 |  |  | NG
DPL Energy LLC | Hardinsburg Electric Generating Station | KY | GT | IP | 59 |  |  | NG
DPL Energy LLC | Montpelier Electric Generating Station | IN | GT | IP | 59 |  |  | NG
DPL Energy LLC | Montpelier Electric Generating Station | IN | GT | IP | 59 |  |  | NG
DPL Energy LLC | Montpelier Electric Generating Station | IN | GT | IP | 59 |  |  | NG
DPL Energy LLC | Montpelier Electric Generating Station | IN | GT | IP | 59 |  |  | NG
DPL Energy LLC | Harrod Electric Generating Station | OH | GT | IP | 94 |  |  | NG
DPL Energy LLC | Harrod Electric Generating Station | OH | GT | IP | 94 |  |  | NG
DPL Energy LLC | Harrod Electric Generating Station | OH | GT | IP | 94 |  |  | NG
DPL Energy LLC | Harrod Electric Generating Station | OH | GT | IP | 94 |  |  | NG
DPL Energy LLC | Harrod Electric Generating Station | OH | GT | IP | 94 |  |  | NG
DPL Energy LLC | Harrod Electric Generating Station | OH | GT | IP | 94 |  |  | NG
DPL Energy LLC | Fairmount Electric Generating | IN | GT | IP | 58.9 |  |  | NG
DPL Energy LLC | Fairmount Electric Generating | IN | GT | IP | 58.9 |  |  | NG
DPL Energy LLC | Fairmount Electric Generating | IN | GT | IP | 58.9 |  |  | NG
DPL Energy LLC | Fairmount Electric Generating | IN | GT | IP | 58.9 |  |  | NG
DPL Energy LLC | Fairmount Electric Generating | IN | GT | IP | 58.9 |  |  | NG
DPL Energy LLC | Fairmount Electric Generating | IN | GT | IP | 58.9 |  |  | NG
DPL Energy LLC | Fairmount Electric Generating | IN | GT | IP | 58.9 |  |  | NG
DPL Energy LLC | Fairmount Electric Generating | IN | GT | IP | 58.9 |  |  | NG
City of Dover - (OH) | Dover | OH | ST | RE | 4 | 1 | 1944 | BIT | 6 | 2007
Dow Chemical Co | Dow Chemical Texas Operation | TX | CA | RE | 50 | 11 | 1952 | NG | 1 | 2003
Dow Chemical Co | Dow Chemical Texas Operation | TX | CA | RE | 50 | 12 | 1952 | NG | 1 | 1995
Dow Chemical Co | Dow Chemical Texas Operation | TX | CA | RE | 49 | 12 | 1953 | NG | 1 | 2007
Dow Chemical Co | Dow Chemical Texas Operation | TX | CT | RE | 119 | 2 | 1983 | NG | 11 | 2009
Dow Chemical Co | Dow Chemical Texas Operation | TX | CT | RE | 119 | 2 | 1983 | NG | 10 | 2009
Dow Chemical Co | Dow Chemical Texas Operation | TX | CA | RE | 50 | 5 | 1958 | NG | 6 | 2000
Dow Chemical Co | Dow Chemical Texas Operation | TX | CA | RE | 50 | 3 | 1959 | NG | 2 | 2003
Dow Chemical Co | Dow Chemical Texas Operation | TX | CT | RE | 119 | 10 | 1983 | NG | 11 | 2003
Dow Chemical Co | Dow Chemical Texas Operation | TX | CT | RE | 94.5 | 9 | 1982 | NG | 8 | 2011
Dow Chemical Co | Freeport Energy Center | TX | CT | IP | 180 |  |  | NG
Dow Chemical Co | Plaquemine Operations | LA | CS | RE | 53 | 12 | 1969 | NG | 11 | 2002
Dow Chemical Co | Plaquemine Operations | LA | CS | RE | 53 | 12 | 1969 | NG | 11 | 2002
Dow Chemical Co | LaO Energy Systems | LA | CT | RE | 125 | 5 | 1983 | NG | 6 | 2011
Duke Energy Carolinas, LLC | Buck | NC | ST | RE | 80 | 7 | 1941 | BIT | 5 | 2011
Duke Energy Carolinas, LLC | Buck | NC | ST | RE | 40 | 9 | 1942 | BIT | 5 | 2011
Duke Energy Carolinas, LLC | Buck | NC | GT | RE | 34.8 | 7 | 1970 | NG | 10 | 2012
Duke Energy Carolinas, LLC | Buck | NC | GT | RE | 34.8 | 7 | 1970 | NG | 10 | 2012
Duke Energy Carolinas, LLC | Buck | NC | GT | RE | 34.8 | 7 | 1970 | NG | 10 | 2012
Duke Energy Carolinas, LLC | Cliffside | NC | ST | RE | 40 | 7 | 1940 | BIT | 10 | 2011
Duke Energy Carolinas, LLC | Cliffside | NC | ST | RE | 40 | 8 | 1940 | BIT | 10 | 2011
Duke Energy Carolinas, LLC | Cliffside | NC | ST | RE | 65 | 5 | 1948 | BIT | 10 | 2011
Duke Energy Carolinas, LLC | Cliffside | NC | ST | RE | 65 | 10 | 1948 | BIT | 10 | 2011
Duke Energy Carolinas, LLC | Cliffside | NC | ST | IP | 800 |  |  | BIT
Duke Energy Carolinas, LLC | Dan River | NC | ST | RE | 70 | 12 | 1949 | BIT | 4 | 2012
Duke Energy Carolinas, LLC | Dan River | NC | ST | RE | 70 | 3 | 1950 | BIT | 4 | 2012
Duke Energy Carolinas, LLC | Dan River | NC | ST | RE | 150 | 8 | 1955 | BIT | 4 | 2012
Duke Energy Carolinas, LLC | Dan River | NC | GT | RE | 35.2 | 5 | 1968 | NG | 10 | 2012
Duke Energy Carolinas, LLC | Dan River | NC | GT | RE | 35.2 | 5 | 1968 | NG | 10 | 2012
Duke Energy Carolinas, LLC | Dan River | NC | GT | RE | 27.4 | 7 | 1969 | NG | 10 | 2012
Duke Energy Carolinas, LLC | Riverbend | NC | GT | RE | 33.8 | 7 | 1969 | NG | 10 | 2012
Duke Energy Carolinas, LLC | Riverbend | NC | GT | RE | 33.8 | 7 | 1969 | NG | 10 | 2012
Duke Energy Carolinas, LLC | Riverbend | NC | GT | RE | 33.8 | 7 | 1969 | NG | 10 | 2012
Duke Energy Carolinas, LLC | Riverbend | NC | GT | RE | 33.8 | 7 | 1969 | NG | 10 | 2012
Duke Energy Carolinas, LLC | W S Lee | SC | GT | RE | 35.1 | 4 | 1978 | NG | 1 | 2007
Duke Energy Carolinas, LLC | W S Lee | SC | GT | RE | 35.1 | 2 | 1968 | NG | 1 | 2007
Duke Energy Carolinas, LLC | W S Lee | SC | GT | RE | 35.1 | 4 | 1968 | NG | 1 | 2007
Duke Energy Carolinas, LLC | Buzzard Roost GT | SC | GT | RE | 17.8 | 6 | 1971 | NG | 10 | 2012
Duke Energy Carolinas, LLC | Buzzard Roost GT | SC | GT | RE | 17.8 | 6 | 1971 | NG | 10 | 2012
Duke Energy Carolinas, LLC | Buzzard Roost GT | SC | GT | RE | 17.8 | 6 | 1971 | NG | 10 | 2012
Duke Energy Carolinas, LLC | Buzzard Roost GT | SC | GT | RE | 17.8 | 6 | 1971 | NG | 10 | 2012
Duke Energy Carolinas, LLC | Buzzard Roost GT | SC | GT | RE | 17.8 | 6 | 1971 | NG | 10 | 2012
Duke Energy Carolinas, LLC | Buzzard Roost GT | SC | GT | RE | 17.8 | 7 | 1971 | NG | 10 | 2012
Duke Energy Carolinas, LLC | Buzzard Roost GT | SC | GT | RE | 22.7 | 4 | 1971 | NG | 10 | 2012
Duke Energy Carolinas, LLC | Buzzard Roost GT | SC | GT | RE | 22.7 | 5 | 1971 | NG | 10 | 2012
Duke Energy Carolinas, LLC | Buzzard Roost GT | SC | GT | RE | 22.7 | 8 | 1971 | NG | 10 | 2012
Duke Energy Carolinas, LLC | Buzzard Roost GT | SC | GT | RE | 22.7 | 9 | 1971 | NG | 10 | 2012
Dynegy Midwest Generation Inc | Havana | IL | ST | RE | 46 | 9 | 1947 | RFO | 1 | 2012
Dynegy Midwest Generation Inc | Havana | IL | ST | RE | 46 | 7 | 1947 | RFO | 1 | 2012
Dynegy Midwest Generation Inc | Havana | IL | ST | RE | 46 | 11 | 1948 | RFO | 1 | 2012
Dynegy Midwest Generation Inc | Havana | IL | ST | RE | 46 | 3 | 1950 | RFO | 1 | 2012
Dynegy Midwest Generation Inc | Havana | IL | ST | RE | 46 | 6 | 1950 | RFO | 1 | 2012
Dynegy Midwest Generation Inc | Vermilion | IL | ST | RE | 108.8 | 11 | 1956 | SUB | 11 | 2011
Dynegy Midwest Generation Inc | Vermilion | IL | GT | RE | 15 | 8 | 1967 | DFO | 11 | 2011
Dynegy Midwest Generation Inc | Vermilion | IL | ST | RE | 73.5 | 5 | 1955 | SUB | 11 | 2011
Dynegy Midwest Generation Inc | Wood River | IL | ST | RE | 50 | 11 | 1949 | NG | 10 | 2011
Dynegy Midwest Generation Inc | Wood River | IL | ST | RE | 50 | 11 | 1949 | NG | 10 | 2011
Dynegy Midwest Generation Inc | Wood River | IL | ST | RE | 50 | 10 | 1950 | NG | 10 | 2011
City of Durant - (IA) | Durant | IA | IC | RE | 0.5 | 88 | 1954 | DFO | 12 | 2009
City of Durant - (IA) | Durant | IA | IC | RE | 0.5 | 88 | 1958 | DFO | 12 | 2009
E I DuPont De Nemours & Co | Belle West Virginia Plant | WV | ST | RE | 13.5 | 1 | 1982 | NG | 9 | 2005
E I DuPont De Nemours & Co | Sabine River Works | TX | CA | RE | 3.1 | 1 | 1948 | NG | 1 | 1996
E I DuPont De Nemours & Co | Sabine River Works | TX | CA | RE | 6.2 | 1 | 1948 | NG | 9 | 2008
E I DuPont De Nemours & Co | Unifi Kinston LLC | NC | ST | RE | 7.5 | 12 | 1952 | BIT | 7 | 2008
E I DuPont De Nemours & Co | Unifi Kinston LLC | NC | ST | RE | 7.5 | 12 | 1952 | BIT | 7 | 2008
E I DuPont De Nemours & Co | Old Hickory Plant | TN | ST | RE | 3 | 1 | 1933 | NG | 1 | 2002
E I DuPont De Nemours & Co | Old Hickory Plant | TN | ST | RE | 1 | 1 | 1993 | NG | 10 | 2010
East Kentucky Power Coop, Inc | J K Smith | KY | GT | IP | 98 |  |  | NG
East Kentucky Power Coop, Inc | J K Smith | KY | GT | IP | 98 |  |  | NG
East Kentucky Power Coop, Inc | J K Smith | KY | GT | IP | 83 |  |  | NG
East Kentucky Power Coop, Inc | J K Smith | KY | ST | IP | 329.4 |  |  | BIT
RED-Rochester, LLC | RED-Rochester, LLC | NY | ST | RE | 6.3 | 11 | 1937 | BIT | 3 | 2007
RED-Rochester, LLC | RED-Rochester, LLC | NY | ST | RE | 6.3 | 7 | 1941 | BIT | 12 | 2000
RED-Rochester, LLC | RED-Rochester, LLC | NY | ST | RE | 10.4 | 5 | 1948 | BIT | 3 | 2007
RED-Rochester, LLC | RED-Rochester, LLC | NY | ST | RE | 10.4 | 7 | 1948 | BIT | 3 | 2007
RED-Rochester, LLC | RED-Rochester, LLC | NY | ST | RE | 17.5 | 10 | 1956 | BIT | 3 | 2007
RED-Rochester, LLC | RED-Rochester, LLC | NY | ST | RE | 25.6 | 10 | 1972 | RFO | 3 | 2007
El Paso Electric Co | Turbine | TX | GT | IP | 121 |  |  | NG
Encina Joint Powers Authority | Encina Water Pollution Control | CA | IC | RE | 0.5 | 1 | 1984 | NG | 2 | 2008
Encina Joint Powers Authority | Encina Water Pollution Control | CA | IC | RE | 0.5 | 1 | 1984 | NG | 5 | 2008
Encina Joint Powers Authority | Encina Water Pollution Control | CA | IC | RE | 0.5 | 1 | 1984 | OBG | 5 | 2008
Erie Boulevard Hydropower LP | Higley | NY | HY | RE | 2 | 1 | 1913 | WAT | 9 | 2003 | 90.6667 |  | 2 | 181.3333
Erie Boulevard Hydropower LP | Higley | NY | HY | RE | 2 | 1 | 1913 | WAT | 9 | 2003 | 90.6667 |  | 2 | 181.3333
Erie Boulevard Hydropower LP | Higley | NY | HY | RE | 2 | 1 | 1937 | WAT | 9 | 2003 | 66.6667 |  | 2 | 133.3333
Erie Boulevard Hydropower LP | Oswego Falls West | NY | HY | RE | 1 | 1 | 1914 | WAT | 9 | 2005 | 91.6667 |  | 1 | 91.6667
City of Erie (KS) | Erie | KS | IC | RE | 0.7 | 11 | 1953 | DFO | 2 | 1996
City of Erie (KS) | Erie | KS | IC | RE | 0.7 | 11 | 1958 | DFO | 11 | 2000
City of Erie (KS) | Erie | KS | IC | RE | 1 | 4 | 1964 | DFO | 10 | 2004
City of Erie (KS) | Erie | KS | IC | RE | 1.5 | 3 | 1992 | DFO | 4 | 2006
Exelon Power | Exelon Edgar LLC | MA | GT | RE | 14.2 | 6 | 1969 | DFO | 9 | 2001
Exelon Power | Exelon Edgar LLC | MA | GT | RE | 14.2 | 6 | 1969 | DFO | 9 | 2001
Exelon Power | New Boston Generating Station | MA | ST | RE | 359 | 8 | 1965 | NG | 9 | 2007
Exelon Power | New Boston Generating Station | MA | ST | RE | 358.7 | 7 | 1967 | NG | 11 | 2002
Exelon Power | Cromby Generating Station | PA | ST | RE | 187.5 | 7 | 1954 | BIT | 5 | 2011
Exelon Power | Cromby Generating Station | PA | ST | RE | 230 | 9 | 1955 | RFO | 12 | 2011
Exelon Power | Cromby Generating Station | PA | IC | RE | 2.7 | 5 | 1967 | DFO | 12 | 2011
Exelon Power | Delaware Generating Station | PA | IC | RE | 2.7 | 5 | 1967 | DFO | 11 | 2006
Exelon Power | Delaware Generating Station | PA | ST | RE | 156.2 | 8 | 1953 | RFO | 2 | 2004
Exelon Power | Delaware Generating Station | PA | ST | RE | 156.2 | 4 | 1953 | RFO | 2 | 2004
Exelon Power | Eddystone Generating Station | PA | ST | RE | 353.6 | 2 | 1960 | BIT | 5 | 2011
Exelon Power | Eddystone Generating Station | PA | ST | RE | 353.6 | 10 | 1960 | BIT | 5 | 2012
Exelon Power | Schuylkill Generating Station | PA | ST | RE | 190.4 | 7 | 1958 | RFO | 12 | 2012
Exelon Power | Schuylkill Generating Station | PA | IC | RE | 2.7 | 7 | 1967 | DFO | 12 | 2012
Exelon Power | Mountain Creek | TX | ST | RE | 31.2 | 12 | 1945 | NG | 3 | 2009
Exelon Power | Mountain Creek | TX | ST | RE | 74.9 | 5 | 1949 | NG | 3 | 2009
Exelon Power | Handley | TX | ST | RE | 43.7 | 4 | 1948 | NG | 12 | 2009
Exelon Power | Handley | TX | ST | RE | 74.8 | 12 | 1950 | NG | 12 | 2009
ExxonMobil Oil Corp | ExxonMobil Beaumont Refinery | TX | ST | RE | 10 | 2 | 1957 | OG | 8 | 2005
ExxonMobil Oil Corp | ExxonMobil Beaumont Refinery | TX | ST | RE | 10 | 6 | 1959 | OG | 8 | 2005
Exxon Mobil Refining and Supply Co. | ExxonMobil Baytown Refinery | TX | GT | RE | 14.5 | 1 | 1970 | NG | 5 | 2005
Exxon Mobil Refining and Supply Co. | ExxonMobil Baytown Refinery | TX | GT | RE | 15.2 | 1 | 1972 | NG | 5 | 2005
Exxon Mobil Refining and Supply Co. | ExxonMobil Baytown Refinery | TX | GT | RE | 17.2 | 1 | 1976 | NG | 5 | 2005
Exxon Mobil Refining and Supply Co. | ExxonMobil Baytown Refinery | TX | ST | RE | 7.5 | 1 | 1950 | NG | 6 | 2003
City of Fairfax - (MN) | Fairfax | MN | IC | RE | 0.9 | 7 | 1948 | DFO | 1 | 2004
City of Fairfax - (MN) | Fairfax | MN | IC | RE | 0.6 | 1 | 1940 | DFO | 1 | 2004
City of Fairview | Fairview | OK | IC | RE | 0.1 | 8 | 1924 | DFO | 1 | 2000
City of Fairview | Fairview | OK | IC | RE | 0.5 | 8 | 1926 | DFO | 1 | 2000
City of Fairview | Fairview | OK | IC | RE | 0.8 | 8 | 1948 | DFO | 1 | 2012
City of Fairview | Fairview | OK | IC | RE | 1 | 8 | 1954 | DFO | 1 | 2012
City of Farmington - (NM) | Animas | NM | ST | RE | 9 | 9 | 1958 | NG | 11 | 2012
City of Farmington - (NM) | Animas | NM | ST | RE | 16.5 | 4 | 1960 | NG | 11 | 2012
Florida Keys El Coop Assn, Inc | Marathon Generating Plant | FL | IC | RE | 3 | 1 | 1959 | DFO | 1 | 2007
Florida Power & Light Co | Cape Canaveral | FL | ST | RE | 402 | 4 | 1965 | RFO | 6 | 2010
Florida Power & Light Co | Cape Canaveral | FL | ST | RE | 402 | 5 | 1969 | RFO | 6 | 2010
Florida Power & Light Co | Cutler | FL | ST | RE | 74.5 | 11 | 1954 | NG | 11 | 2012
Florida Power & Light Co | Cutler | FL | ST | RE | 162 | 7 | 1955 | NG | 11 | 2012
Florida Power & Light Co | Port Everglades | FL | ST | RE | 248 | 6 | 1960 | RFO | 11 | 2012
Florida Power & Light Co | Port Everglades | FL | ST | RE | 248 | 4 | 1961 | RFO | 11 | 2012
Florida Power & Light Co | Riviera | FL | ST | RE | 310.4 | 6 | 1962 | RFO | 2 | 2011
Florida Power & Light Co | Riviera | FL | ST | RE | 310.4 | 3 | 1963 | RFO | 2 | 2011
Florida Power & Light Co | Sanford | FL | ST | RE | 156.2 | 5 | 1959 | RFO | 11 | 2012
Florida Power & Light Co | Martin | FL | CC | IP | 448 |  |  | NG
Florida Power & Light Co | Martin | FL | CA | IP | 429 |  |  | NG
Florida Power & Light Co | Martin | FL | CC | IP | 448 |  |  | NG
Florida Power & Light Co | Martin | FL | CA | IP | 429 |  |  | NG
Florida Power & Light Co | Unsited | FL | CC | IP | 448 |  |  | NG
Florida Power & Light Co | Unsited | FL | CC | IP | 448 |  |  | NG
Florida Power & Light Co | Midway | FL | CC | IP | 429 |  |  | NG
Florida Power & Light Co | Midway | FL | CC | IP | 429 |  |  | NG
Florida Power & Light Co | Midway | FL | CC | IP | 429 |  |  | NG
Duke Energy Florida, Inc | P L Bartow | FL | ST | RE | 127.5 | 9 | 1958 | RFO | 6 | 2009
Duke Energy Florida, Inc | P L Bartow | FL | ST | RE | 127.5 | 8 | 1961 | RFO | 6 | 2009
Duke Energy Florida, Inc | P L Bartow | FL | ST | RE | 239.3 | 7 | 1963 | RFO | 6 | 2009
Duke Energy Florida, Inc | Hines Energy Complex | FL | CC | IP | 517 |  |  | NG
Duke Energy Florida, Inc | Hines Energy Complex | FL | CC | IP | 517 |  |  | NG
FirstEnergy Generation Corp | FirstEnergy Ashtabula | OH | ST | RE | 46 | 12 | 1972 | BIT | 12 | 2002
FirstEnergy Generation Corp | FirstEnergy Ashtabula | OH | ST | RE | 46 | 12 | 1972 | BIT | 12 | 2002
FirstEnergy Generation Corp | FirstEnergy Ashtabula | OH | ST | RE | 46 | 12 | 1953 | BIT | 12 | 2002
FirstEnergy Generation Corp | FirstEnergy Ashtabula | OH | ST | RE | 46 | 7 | 1953 | BIT | 12 | 2002
FirstEnergy Generation Corp | FirstEnergy Eastlake | OH | ST | RE | 208 | 3 | 1956 | SUB | 9 | 2012
FirstEnergy Generation Corp | FirstEnergy Eastlake | OH | ST | RE | 680 | 9 | 1972 | BIT | 9 | 2012
FirstEnergy Generation Corp | FirstEnergy Edgewater | OH | ST | RE | 113.6 | 6 | 1957 | NG | 10 | 2002
FirstEnergy Generation Corp | FirstEnergy Edgewater | OH | GT | RE | 28.8 | 5 | 1973 | DFO | 8 | 2010
FirstEnergy Generation Corp | FirstEnergy Edgewater | OH | GT | RE | 28.8 | 5 | 1973 | DFO | 8 | 2010
FirstEnergy Generation Corp | FirstEnergy R E Burger | OH | ST | RE | 62.5 | 1 | 1944 | BIT | 12 | 1995
FirstEnergy Generation Corp | FirstEnergy R E Burger | OH | ST | RE | 62.5 | 1 | 1947 | BIT | 12 | 1995
FirstEnergy Generation Corp | FirstEnergy R E Burger | OH | ST | RE | 103.4 | 3 | 1950 | BIT | 9 | 2012
FirstEnergy Generation Corp | FirstEnergy R E Burger | OH | ST | RE | 156.2 | 3 | 1955 | BIT | 12 | 2010
FirstEnergy Generation Corp | FirstEnergy R E Burger | OH | ST | RE | 156.2 | 6 | 1955 | BIT | 12 | 2010
FirstEnergy Generation Corp | FirstEnergy Toronto | OH | ST | RE | 35 | 10 | 1940 | BIT | 12 | 2003
FirstEnergy Generation Corp | FirstEnergy Toronto | OH | ST | RE | 69 | 10 | 1949 | BIT | 12 | 2003
FirstEnergy Generation Corp | FirstEnergy Toronto | OH | ST | RE | 69 | 11 | 1949 | BIT | 12 | 2003
FirstEnergy Generation Corp | FirstEnergy Acme | OH | ST | RE | 72 | 6 | 1951 | BIT | 12 | 1994
FirstEnergy Generation Corp | FirstEnergy Bay Shore | OH | ST | RE | 140.6 | 2 | 1959 | SUB | 9 | 2012
FirstEnergy Generation Corp | FirstEnergy Bay Shore | OH | ST | RE | 140.6 | 5 | 1963 | SUB | 9 | 2012
FirstEnergy Generation Corp | FirstEnergy Bay Shore | OH | ST | RE | 217.6 | 6 | 1968 | SUB | 9 | 2012
Exxon Mobil Production Co | ExxonMobil Garden City Gas Plant | LA | ST | RE | 0.6 | 11 | 1997 | NG | 11 | 2002
Exxon Mobil Production Co | ExxonMobil Garden City Gas Plant | LA | ST | RE | 0.6 | 1 | 1964 | NG | 11 | 2002
Exxon Mobil Production Co | ExxonMobil Garden City Gas Plant | LA | ST | RE | 0.6 | 1 | 1964 | NG | 11 | 2002
Exxon Mobil Production Co | ExxonMobil Garden City Gas Plant | LA | GT | RE | 0.8 | 6 | 1968 | NG | 11 | 2002
Exxon Mobil Production Co | ExxonMobil Garden City Gas Plant | LA | IC | RE | 0.1 | 6 | 1968 | NG | 11 | 2002
Exxon Mobil Production Co | ExxonMobil Hawkins Gas Plant | TX | IC | RE | 3 | 1 | 1973 | NG | 6 | 2007
Exxon Mobil Production Co | ExxonMobil Hawkins Gas Plant | TX | IC | RE | 3.4 | 9 | 1987 | NG | 6 | 2007
Exxon Mobil Production Co | ExxonMobil Hawkins Gas Plant | TX | IC | RE | 2.5 | 9 | 1987 | NG | 6 | 2007
Exxon Mobil Production Co | ExxonMobil Hawkins Gas Plant | TX | IC | RE | 0.1 | 1 | 1955 | NG | 6 | 2007
Exxon Mobil Production Co | ExxonMobil Hawkins Gas Plant | TX | IC | RE | 0.5 | 1 | 1968 | NG | 6 | 2007
Exxon Mobil Production Co | ExxonMobil Hawkins Gas Plant | TX | IC | RE | 0.5 | 1 | 1968 | NG | 6 | 2007
Exxon Mobil Production Co | ExxonMobil Hawkins Gas Plant | TX | IC | RE | 0.5 | 1 | 1968 | NG | 6 | 2007
Ford Motor Co | Ford Motor Co Rawsonville Plant | MI | GT | RE | 4.5 | 12 | 1985 | NG | 2 | 2012
Formosa Plastics Corp | Formosa Plastics | LA | GT | RE | 38.2 | 3 | 1985 | NG | 1 | 2010
Fort Pierce Utilities Authority | Henry D King | FL | CA | RE | 8.3 | 1 | 1953 | NG | 5 | 2008
Fort Pierce Utilities Authority | Henry D King | FL | ST | RE | 16.5 | 12 | 1958 | NG | 5 | 2008
Fort Pierce Utilities Authority | Henry D King | FL | ST | RE | 33 | 1 | 1964 | NG | 5 | 2008
Fort Pierce Utilities Authority | Henry D King | FL | ST | RE | 56.1 | 5 | 1976 | NG | 5 | 2008
Fort Pierce Utilities Authority | Henry D King | FL | CT | RE | 22.5 | 5 | 1990 | NG | 5 | 2008
Fort Pierce Utilities Authority | Henry D King | FL | IC | RE | 2.7 | 4 | 1970 | DFO | 5 | 2008
Fort Pierce Utilities Authority | Henry D King | FL | IC | RE | 2.7 | 4 | 1970 | DFO | 5 | 2008
Village of Freeport | Plant No 2 | NY | IC | RE | 9.6 | 3 | 1969 | DFO | 2 | 2004
Village of Freeport | Plant No 2 | NY | IC | RE | 9.6 | 4 | 1969 | DFO | 2 | 2004
Ft Worth City of | Village Creek Wastewater Treatment Plant | TX | IC | RE | 1.1 | 9 | 1978 | OBG | 10 | 2003
Gainesville Regional Utilities | John R Kelly | FL | ST | RE | 18.7 | 3 | 1958 | NG | 1 | 2001
Gainesville Regional Utilities | South West Landfill | FL | IC | RE | 0.8 | 11 | 2003 | LFG | 10 | 2008
Gainesville Regional Utilities | South West Landfill | FL | IC | RE | 0.8 | 11 | 2003 | LFG | 10 | 2008
Gainesville Regional Utilities | South West Landfill | FL | IC | RE | 0.8 | 11 | 2003 | LFG | 10 | 2008
Galena Electric Utility | Galena Electric Utility | AK | IC | RE | 0.8 | 1 | 1990 | DFO | 1 | 2009
Galena Electric Utility | Galena Electric Utility | AK | IC | RE | 0.8 | 1 | 1990 | DFO | 3 | 2003
Galena Electric Utility | Galena Electric Utility | AK | IC | RE | 0.8 | 1 | 1990 | DFO | 6 | 2008
Galena Electric Utility | Galena Electric Utility | AK | IC | RE | 0.4 | 8 | 1997 | DFO | 10 | 2008
City of Gallatin - (MO) | Gallatin #2 | MO | IC | RE | 1.8 | 7 | 2001 | DFO | 8 | 2003
City of Gallatin - (MO) | Gallatin #2 | MO | IC | RE | 1.8 | 7 | 2001 | DFO | 9 | 2003
City of Garland - (TX) | C E Newman | TX | ST | RE | 7.5 | 2 | 1957 | NG | 5 | 2005
City of Garland - (TX) | C E Newman | TX | ST | RE | 7.5 | 4 | 1957 | NG | 5 | 2005
City of Garland - (TX) | C E Newman | TX | ST | RE | 18.7 | 5 | 1960 | NG | 5 | 2005
City of Garland - (TX) | C E Newman | TX | ST | RE | 18.7 | 6 | 1961 | NG | 5 | 2005
City of Garland - (TX) | C E Newman | TX | ST | RE | 44 | 8 | 1963 | NG | 2 | 2011
City of Garland - (TX) | Spencer | TX | ST | RE | 12.6 | 6 | 1955 | NG | 12 | 2005
City of Garland - (TX) | Spencer | TX | ST | RE | 12.6 | 7 | 1955 | NG | 12 | 2005
City of Garland - (TX) | Spencer | TX | ST | RE | 22 | 5 | 1962 | NG | 5 | 2005
Gas Recovery Services-IL Inc | Rockford Electric | IL | IC | RE | 1 | 1 | 1996 | LFG | 7 | 2009
Gas Recovery Services-IL Inc | Rockford Electric | IL | IC | RE | 1 | 1 | 1996 | LFG | 7 | 2009
Gas Recovery Services-IL Inc | Mallard Lake Electric | IL | CT | RE | 5 | 10 | 1997 | LFG | 10 | 2009
Gas Recovery Services-IL Inc | Quad Cities | IL | IC | RE | 1 | 9 | 1998 | LFG | 9 | 2008
Gas Recovery Services-IL Inc | Quad Cities | IL | IC | RE | 1 | 6 | 2002 | LFG | 9 | 2008
Gas Recovery Services-IL Inc | South Barrington Electric | IL | IC | RE | 0.8 | 6 | 1997 | LFG | 1 | 2012
Gas Recovery Services-IL Inc | South Barrington Electric | IL | IC | RE | 0.8 | 6 | 1997 | LFG | 1 | 2012
Gay & Robinson Inc | Gay Robinson | HI | IC | RE | 0.4 | 11 | 1972 | DFO | 8 | 2009
Gay & Robinson Inc | Gay Robinson | HI | IC | RE | 0.4 | 11 | 1972 | DFO | 8 | 2009
City of Geneva- (IL) | Geneva Generation Facility | IL | IC | RE | 2 | 12 | 2005 | DFO | 11 | 2011
Georgia Power Co | Arkwright | GA | ST | RE | 40.2 | 12 | 1943 | BIT | 12 | 2002
Georgia Power Co | Arkwright | GA | ST | RE | 49 | 11 | 1948 | BIT | 7 | 2002
Georgia Power Co | Arkwright | GA | GT | RE | 16.3 | 8 | 1969 | DFO | 12 | 2002
Georgia Power Co | Arkwright | GA | GT | RE | 16.3 | 9 | 1969 | DFO | 12 | 2002
Georgia Power Co | Arkwright | GA | ST | RE | 46 | 6 | 1941 | NG | 12 | 2002
Georgia Power Co | Arkwright | GA | ST | RE | 46 | 5 | 1942 | NG | 12 | 2002
Georgia Power Co | Atkinson | GA | ST | RE | 63 | 10 | 1945 | NG | 7 | 2002
Georgia Power Co | Atkinson | GA | ST | RE | 75 | 10 | 1945 | NG | 7 | 2002
Georgia Power Co | Atkinson | GA | GT | RE | 41.8 | 7 | 1970 | DFO | 12 | 2003
Georgia Power Co | Atkinson | GA | GT | RE | 41.8 | 7 | 1970 | DFO | 12 | 2003
Georgia Power Co | Atkinson | GA | ST | RE | 60 | 9 | 1941 | NG | 7 | 2002
Georgia Power Co | Barnett Shoals | GA | HY | RE | 0.7 | 12 | 1910 | WAT | 5 | 2010 | 99.4167 |  | 0.7 | 69.5917
Georgia Power Co | Barnett Shoals | GA | HY | RE | 0.7 | 12 | 1910 | WAT | 5 | 2010 | 99.4167 |  | 0.7 | 69.5917
Georgia Power Co | Barnett Shoals | GA | HY | RE | 0.7 | 12 | 1910 | WAT | 5 | 2010 | 99.4167 |  | 0.7 | 69.5917
Georgia Power Co | Barnett Shoals | GA | HY | RE | 0.7 | 12 | 1910 | WAT | 5 | 2010 | 99.4167 |  | 0.7 | 69.5917
Georgia Power Co | Goat Rock | AL | HY | RE | 3 | 12 | 1912 | WAT | 9 | 2001 | 88.75 |  | 3 | 266.25
Georgia Power Co | Goat Rock | AL | HY | RE | 3 | 12 | 1912 | WAT | 9 | 2001 | 88.75 |  | 3 | 266.25
Georgia Power Co | Jack McDonough | GA | ST | RE | 299.2 | 8 | 1963 | BIT | 2 | 2012
Georgia Power Co | Jack McDonough | GA | ST | RE | 299.2 | 6 | 1964 | BIT | 9 | 2011
Georgia Power Co | Mitchell | GA | ST | RE | 27.5 | 11 | 1948 | BIT | 7 | 2002
Georgia Power Co | Mitchell | GA | ST | RE | 27.5 | 11 | 1948 | BIT | 12 | 2002
Georgia Power Co | Mitchell | GA | GT | RE | 41.8 | 5 | 1971 | DFO | 3 | 2012
Georgia Power Co | Riverside | GA | ST | RE | 15 | 3 | 1926 | NG | 9 | 2004
Georgia Power Co | Riverside | GA | ST | RE | 7.5 | 4 | 1936 | NG | 9 | 2004
Georgia Power Co | Riverside | GA | ST | RE | 24.7 | 5 | 1949 | NG | 5 | 2005
Georgia Power Co | Riverside | GA | ST | RE | 21.2 | 7 | 1954 | NG | 5 | 2005
Georgia Power Co | Riverside | GA | ST | RE | 37.5 | 6 | 1956 | NG | 2 | 2005
Georgia Power Co | GPC3 | GA | CC | IP | 660 |  |  | NG
Georgia Power Co | GPC4 | GA | GT | IP | 570 |  |  | NG
Georgia Power Co | GPC5 | GA | GT | IP | 930 |  |  | NG
Georgia Power Co | GPC6 | GA | CC | IP | 570 |  |  | NG
The Gillette Company | Gillette SBMC | MA | ST | IP | 7.1 |  |  | NG
City of Glendale | Grayson | CA | GT | RE | 22 | 4 | 1972 | NG | 3 | 2004
City of Glendale | Grayson | CA | GT | RE | 31 | 2 | 1974 | NG | 11 | 2002
Golden Valley Elec Assn Inc | Healy Clean Coal Plant | AK | ST | IP | 50 |  |  | SUB
Granger Electric Co | Granger Electric Generating Station #2 | MI | IC | RE | 0.8 | 4 | 1991 | LFG | 3 | 2006
City of Grand Junction - (IA) | Grand Junction | IA | IC | RE | 0.5 | 7 | 1952 | DFO | 12 | 1994
City of Grand Marais - (MN) | Grand Marais | MN | IC | RE | 0.6 | 4 | 1956 | DFO | 12 | 2003
City of Grand Marais - (MN) | Grand Marais | MN | IC | RE | 0.1 | 10 | 1940 | DFO | 12 | 2003
City of Grand Marais - (MN) | Grand Marais | MN | IC | RE | 1.1 | 7 | 1962 | DFO | 12 | 2003
City of Grand Marais - (MN) | Grand Marais | MN | IC | RE | 1.2 | 12 | 1969 | DFO | 12 | 2003
Green Mountain Power Corp | Essex Junction 19 | VT | IC | RE | 1 | 10 | 1947 | DFO | 5 | 2007
Green Mountain Power Corp | Essex Junction 19 | VT | IC | RE | 1 | 10 | 1947 | DFO | 5 | 2007
Green Mountain Power Corp | Essex Junction 19 | VT | IC | RE | 1 | 10 | 1947 | DFO | 5 | 2007
Green Mountain Power Corp | Essex Junction 19 | VT | IC | RE | 1 | 10 | 1947 | DFO | 5 | 2007
Gulf Power Co | Crist | FL | ST | RE | 28.1 | 1 | 1945 | NG | 3 | 2003
Gulf Power Co | Crist | FL | ST | RE | 28.1 | 6 | 1949 | NG | 5 | 2006
Gulf Power Co | Crist | FL | ST | RE | 37.5 | 9 | 1952 | NG | 5 | 2006
Gwitchyaa Zhee Utility Co | Gwitchyaa Zhee | AK | IC | RE | 0.5 | 12 | 2000 | DFO | 11 | 2009
GWF Power Systems, L.P. | East Third Street Power Plant | CA | ST | RE | 20.5 | 12 | 1990 | PC | 3 | 2012
GWF Power Systems, L.P. | Loveridge Road Power Plant | CA | ST | RE | 20.5 | 12 | 1989 | PC | 3 | 2012
GWF Power Systems, L.P. | Wilbur West Power Plant | CA | ST | RE | 20.5 | 8 | 1990 | PC | 3 | 2012
GWF Power Systems, L.P. | Wilbur East Power Plant | CA | ST | RE | 20.5 | 10 | 1989 | PC | 3 | 2012
GWF Power Systems, L.P. | Nichols Road Power Plant | CA | ST | RE | 20.5 | 3 | 1990 | PC | 3 | 2012
City of Halstad - (MN) | Halstad | MN | IC | RE | 0.6 | 1 | 1955 | DFO | 4 | 2005
City of Halstad - (MN) | Halstad | MN | IC | RE | 0.3 | 1 | 1940 | DFO | 4 | 2005
City of Halstad - (MN) | Halstad | MN | IC | RE | 0.2 | 1 | 1947 | DFO | 4 | 2005
City of Hamilton - (OH) | Hamilton | OH | GT | RE | 11.2 | 7 | 1964 | NG | 8 | 2011
Hanford L.P. | Hanford | CA | ST | RE | 27 | 9 | 1990 | PC | 3 | 2012
Harrisburg Authority | Harrisburg Facility | PA | ST | RE | 8.2 | 10 | 1986 | MSW | 4 | 2003
City of Hart Hydro - (MI) | Hart | MI | IC | RE | 0.6 | 1 | 1938 | DFO | 12 | 1997
Hawaiian Commercial and Sugar Company | Hawaiian Comm & Sugar Puunene Mill | HI | ST | RE | 4 | 9 | 1960 | AB | 9 | 2002
Hawaiian Commercial and Sugar Company | Hawaiian Comm & Sugar Puunene Mill | HI | ST | RE | 12 | 9 | 1992 | AB | 9 | 2002
Hawaii Electric Light Co Inc | Waimea | HI | IC | RE | 1 | 10 | 1954 | DFO | 1 | 2001
Hawaii Electric Light Co Inc | Waimea | HI | IC | RE | 1 | 10 | 1954 | DFO | 1 | 2001
Hawaii Electric Light Co Inc | Waimea | HI | IC | RE | 1 | 10 | 1954 | DFO | 1 | 2001
Hawaii Electric Light Co Inc | Puueo | HI | HY | RE | 1.5 | 9 | 1941 | WAT | 12 | 2002 | 61.25 |  | 1.5 | 91.875
Hawaii Electric Light Co Inc | Shipman | HI | ST | RE | 3.5 | 12 | 1943 | RFO | 1 | 2001
Hawaii Electric Light Co Inc | Lalamilo Windfarm | HI | WT | RE | 1.6 | 7 | 1985 | WND | 12 | 2010
Hawaii Electric Light Co Inc | Lalamilo Windfarm | HI | WT | RE | 0.6 | 7 | 1985 | WND | 12 | 2010
Hawaii Electric Light Co Inc | Keahole | HI | IC | RE | 2.5 | 10 | 1974 | DFO | 2 | 2004
Hawaii Electric Light Co Inc | Keahole | HI | IC | RE | 2.5 | 10 | 1974 | DFO | 2 | 2004
Hawaii Electric Light Co Inc | Keahole | HI | IC | RE | 2.5 | 11 | 1984 | DFO | 5 | 2004
Heber Light & Power Company | Heber City | UT | IC | RE | 0.6 | 12 | 1987 | NG | 7 | 2003
Heber Light & Power Company | Heber City | UT | IC | RE | 0.6 | 12 | 1987 | NG | 6 | 2003
Heber Light & Power Company | Heber City | UT | IC | RE | 0.6 | 12 | 1987 | NG | 7 | 2012
Heber Light & Power Company | Heber City | UT | IC | RE | 0.6 | 12 | 1987 | NG | 6 | 2003
Heber Light & Power Company | Heber City | UT | IC | RE | 1.5 | 4 | 1996 | DFO | 8 | 2005
Heber Light & Power Company | Heber City | UT | IC | RE | 1.6 | 12 | 1991 | DFO | 8 | 2005
City of Herington - (KS) | Herington | KS | IC | RE | 0.1 | 10 | 1947 | DFO | 1 | 2001
Aventis Pharmaceuticals Inc | Aventis Pharmaceuticals | NJ | GT | RE | 3.7 | 9 | 1993 | NG | 11 | 2002
Hoffman LaRoche Inc | Hoffmann LaRoche | NJ | GT | RE | 4 | 1 | 1987 | NG | 12 | 2003
Hoffman LaRoche Inc | Hoffmann LaRoche | NJ | GT | RE | 4 | 1 | 1987 | NG | 12 | 2003
Hoffman LaRoche Inc | Hoffmann LaRoche | NJ | GT | RE | 4 | 1 | 1987 | NG | 12 | 2003
Town of Holly - (CO) | Holly | CO | IC | RE | 0.2 | 88 | 1950 | NG | 12 | 2002
Town of Holly - (CO) | Holly | CO | IC | RE | 0.2 | 88 | 1950 | NG | 12 | 2002
Town of Holly - (CO) | Holly | CO | IC | RE | 2.2 | 9 | 2002 | DFO | 10 | 2006
City of Holyoke Gas and Electric Dept. | Hadley Falls | MA | HY | IP | 3.5 |  |  | WAT
City of Holyoke Gas and Electric Dept. | Riverside | MA | HY | IP | 1.1 |  |  | WAT
City of Holyoke Gas and Electric Dept. | Cabot Holyoke | MA | ST | RE | 6 | 88 | 1941 | NG | 12 | 2009
City of Holyoke Gas and Electric Dept. | Harris Energy Realty | MA | HY | RE | 0.3 | 1 | 1982 | WAT | 11 | 2012 | 30.8333 |  | 0.3 | 9.25
City of Holyoke Gas and Electric Dept. | Harris Energy Realty | MA | HY | RE | 0.3 | 1 | 1982 | WAT | 11 | 2012 | 30.8333 |  | 0.3 | 9.25
City of Holyoke Gas and Electric Dept. | Harris Energy Realty | MA | HY | RE | 0.5 | 1 | 1982 | WAT | 11 | 2012 | 30.8333 |  | 0.5 | 15.4167
City of Homestead - (FL) | G W Ivey | FL | IC | IP | 0.4 |  |  | NG
City of Hopkinton | Hopkinton | IA | IC | RE | 1.7 | 6 | 1994 | DFO | 5 | 2011
City of Hopkinton | Hopkinton | IA | IC | RE | 1.2 | 9 | 1983 | DFO | 4 | 2011
Terrebonne Parish Consol Gov't | Houma | LA | IC | RE | 4.5 | 8 | 1958 | NG | 12 | 2010
Terrebonne Parish Consol Gov't | Houma | LA | IC | RE | 4.5 | 0 | 1958 | NG | 12 | 2010
Terrebonne Parish Consol Gov't | Houma | LA | IC | RE | 4.5 | 8 | 1958 | NG | 12 | 2010
Terrebonne Parish Consol Gov't | Houma | LA | IC | RE | 1.4 | 8 | 1948 | NG | 12 | 2010
Terrebonne Parish Consol Gov't | Houma | LA | IC | RE | 1.4 | 8 | 1948 | NG | 12 | 2010
Terrebonne Parish Consol Gov't | Houma | LA | IC | RE | 1.4 | 8 | 1948 | NG | 12 | 2010
Terrebonne Parish Consol Gov't | Houma | LA | IC | RE | 2.7 | 0 | 1953 | NG | 12 | 2010
Town of Hudson | Cherry Street | MA | IC | RE | 3 | 4 | 1960 | DFO | 12 | 2003
City of Hugoton - (KS) | Hugoton 1 | KS | IC | RE | 0.8 | 1 | 1949 | DFO | 9 | 2004
City of Hugoton - (KS) | Hugoton 1 | KS | IC | RE | 1.4 | 1 | 1959 | DFO | 1 | 2011
Hutchinson Utilities Comm | Hutchinson Plant #1 | MN | IC | RE | 2.1 | 1 | 1941 | DFO | 2 | 2011
Hutchinson Utilities Comm | Hutchinson Plant #1 | MN | IC | RE | 2.1 | 1 | 1947 | DFO | 2 | 2011
Hutchinson Utilities Comm | Hutchinson Plant #1 | MN | IC | RE | 5 | 1 | 1964 | NG | 2 | 2011
Hutchinson Utilities Comm | Hutchinson Plant #2 | MN | GT | RE | 25 | 3 | 1977 | NG | 1 | 1999
I-N-N Electric Coop, Inc | Newhalen | AK | IC | RE | 0.3 | 1 | 1983 | DFO | 9 | 2012
I-N-N Electric Coop, Inc | Newhalen | AK | IC | RE | 0.3 | 1 | 1983 | DFO | 9 | 2012
I-N-N Electric Coop, Inc | Newhalen | AK | IC | RE | 0.3 | 1 | 1983 | DFO | 9 | 2012
I-N-N Electric Coop, Inc | Newhalen | AK | IC | RE | 0.6 | 1 | 1989 | DFO | 9 | 2012
Idaho Power Co | Bennett Mountain | ID | GT | IP | 170 |  |  | NG
Idaho Power Co | Bennett Mountain | ID | GT | IP | 50 |  |  | NG
Illinois Electricial Gen Partn | Devonshire Power Partners LLC | IL | IC | RE | 1.1 | 12 | 1997 | LFG | 12 | 2008
Illinois Electricial Gen Partn | Devonshire Power Partners LLC | IL | IC | RE | 1.1 | 12 | 1997 | LFG | 12 | 2008
Illinois Electricial Gen Partn | Devonshire Power Partners LLC | IL | IC | RE | 1.1 | 12 | 1997 | LFG | 9 | 2009
Illinois Electricial Gen Partn | Devonshire Power Partners LLC | IL | IC | RE | 1.1 | 12 | 1997 | LFG | 9 | 2009
Illinois Electricial Gen Partn | Devonshire Power Partners LLC | IL | IC | RE | 1.1 | 12 | 1997 | LFG | 9 | 2009
Illinois Electricial Gen Partn | Brickyard Energy Partners LLC | IL | IC | IP | 1.1 |  |  | LFG
Illinois Electricial Gen Partn | Riveside Resource Recovery LLC | IL | IC | RE | 1.1 | 2 | 1997 | LFG | 12 | 2012
Illinois Electricial Gen Partn | Avon Energy Partners LLC | IL | IC | RE | 1.1 | 2 | 1997 | LFG | 7 | 2008
Illinois Electricial Gen Partn | Avon Energy Partners LLC | IL | IC | RE | 1.1 | 2 | 1997 | LFG | 8 | 2008
Illinois Electricial Gen Partn | Avon Energy Partners LLC | IL | IC | RE | 1.1 | 2 | 1997 | LFG | 2 | 2003
Illinois Electricial Gen Partn | Countyside Genco LLC | IL | IC | RE | 1.4 | 1 | 2000 | LFG | 1 | 2012
Illinois Electricial Gen Partn | Countyside Genco LLC | IL | IC | RE | 1.4 | 1 | 2000 | LFG | 1 | 2012
Illinois Electricial Gen Partn | Countyside Genco LLC | IL | IC | RE | 1.4 | 1 | 2000 | LFG | 1 | 2012
Illinois Electricial Gen Partn | Countyside Genco LLC | IL | IC | RE | 1.4 | 1 | 2000 | LFG | 1 | 2012
Illinois Electricial Gen Partn | Countyside Genco LLC | IL | IC | RE | 1.4 | 1 | 2000 | LFG | 1 | 2012
Illinois Electricial Gen Partn | Countyside Genco LLC | IL | IC | RE | 1.4 | 1 | 2000 | LFG | 1 | 2012
Illinois Electricial Gen Partn | Morris Genco LLC | IL | IC | RE | 1.4 | 2 | 2001 | LFG | 9 | 2011
Illinois Electricial Gen Partn | Morris Genco LLC | IL | IC | RE | 1.4 | 2 | 2001 | LFG | 9 | 2011
Illinois Electricial Gen Partn | Morris Genco LLC | IL | IC | RE | 1.4 | 2 | 2001 | LFG | 9 | 2011
Imperial Irrigation District | Brawley | CA | GT | RE | 11.5 | 7 | 1962 | DFO | 12 | 2009
Imperial Irrigation District | Brawley | CA | GT | RE | 11.5 | 8 | 1962 | DFO | 12 | 2009
Imperial Irrigation District | El Centro | CA | ST | RE | 50 | 11 | 1957 | NG | 9 | 2010
City of Independence - (IA) | Independence | IA | IC | RE | 1 | 8 | 1949 | DFO | 4 | 2007
Indianola Municipal Utilities | Indianola | IA | IC | RE | 1.1 | 1 | 1953 | DFO | 2 | 2006
Interstate Power and Light Co | Dubuque | IA | ST | RE | 15 | 1 | 1929 | SUB | 11 | 2010
Interstate Power and Light Co | Lansing | IA | ST | RE | 15 | 1 | 1948 | SUB | 2 | 2006
Interstate Power and Light Co | Lansing | IA | ST | RE | 11.5 | 1 | 1949 | SUB | 11 | 2010
Interstate Power and Light Co | Milton L Kapp | IA | ST | RE | 18.8 | 1 | 1947 | NG | 11 | 2010
Interstate Power and Light Co | Ames Diesel Generating Station | IA | IC | RE | 1 | 1 | 1960 | DFO | 7 | 2008
Interstate Power and Light Co | Ames Diesel Generating Station | IA | IC | RE | 1 | 1 | 1960 | DFO | 7 | 2008
Interstate Power and Light Co | Sixth Street | IA | ST | RE | 10 | 5 | 1921 | BIT | 11 | 2010
Interstate Power and Light Co | Sixth Street | IA | ST | RE | 6 | 11 | 1930 | SUB | 11 | 2010
Interstate Power and Light Co | Sixth Street | IA | ST | RE | 15 | 6 | 1942 | SUB | 11 | 2010
Interstate Power and Light Co | Sixth Street | IA | ST | RE | 10 | 1 | 1925 | BIT | 11 | 2010
Interstate Power and Light Co | Sixth Street | IA | ST | RE | 15 | 3 | 1945 | SUB | 11 | 2010
Interstate Power and Light Co | Sixth Street | IA | ST | RE | 28.7 | 10 | 1950 | SUB | 11 | 2010
Interstate Power and Light Co | Prairie Creek | IA | ST | RE | 23 | 5 | 1951 | SUB | 11 | 2010
Interstate Power and Light Co | Sutherland | IA | ST | RE | 37.5 | 5 | 1955 | SUB | 11 | 2010
Interstate Power and Light Co | Fox Lake | MN | ST | RE | 11.5 | 1 | 1951 | NG | 11 | 2010
Interstate Power and Light Co | Fox Lake | MN | GT | RE | 28.8 | 5 | 1974 | DFO | 11 | 2010
Interstate Power and Light Co | Agency GT | IA | GT | RE | 19.7 | 1 | 1992 | NG | 11 | 2010
Interstate Power and Light Co | Agency GT | IA | GT | RE | 19.7 | 1 | 1990 | NG | 11 | 2010
Interstate Power and Light Co | Agency GT | IA | GT | RE | 19.7 | 1 | 1990 | NG | 11 | 2010
Interstate Power and Light Co | Agency GT | IA | GT | RE | 19.7 | 1 | 1990 | NG | 11 | 2010
Interstate Power and Light Co | Montgomery | MN | GT | RE | 28.8 | 3 | 1974 | DFO | 12 | 2012
City of Iola - (KS) | Iola | KS | ST | RE | 3.5 | 88 | 1949 | NG | 10 | 2010
City of Iola - (KS) | Iola | KS | ST | RE | 5 | 88 | 1957 | NG | 10 | 2010
Iowa State University | Iowa State University | IA | ST | RE | 3 | 6 | 1949 | BIT | 6 | 2004
City of Jackson - (MO) | Jackson | MO | IC | RE | 1 | 6 | 1954 | DFO | 1 | 2006
City of Jackson - (MO) | Jackson | MO | IC | RE | 1 | 6 | 1954 | DFO | 1 | 2006
JEA | J D Kennedy | FL | GT | RE | 56.2 | 8 | 1973 | DFO | 4 | 2009
JEA | J D Kennedy | FL | GT | RE | 56.2 | 7 | 1973 | DFO | 4 | 2008
JEA | J D Kennedy | FL | GT | RE | 56.2 | 11 | 1973 | DFO | 4 | 2008
JEA | Southside Generating Station | FL | ST | RE | 75 | 11 | 1958 | RFO | 10 | 2001
JEA | Southside Generating Station | FL | ST | RE | 156.6 | 9 | 1964 | RFO | 10 | 2001
JEA | Greenland Energy Center | FL | CA | IP | 230 |  |  | NG
RockTenn-Jackson Fenandina | Fernandina Beach Mill | FL | ST | RE | 9.3 | 3 | 1963 | BIT | 12 | 2003
RockTenn-Jackson Fenandina | Jackson Mill | FL | ST | RE | 43.5 | 3 | 1983 | NG | 12 | 1998
City of Jetmore | Jetmore | KS | IC | RE | 0.2 | 1 | 1946 | DFO | 1 | 2010
City of Jetmore | Jetmore | KS | IC | RE | 0.8 | 1 | 1964 | DFO | 1 | 2010
John Deere Dubuque Works | John Deere Dubuque Works | IA | ST | RE | 3.5 | 6 | 1949 | BIT | 11 | 2010
John Deere Dubuque Works | John Deere Dubuque Works | IA | ST | RE | 3 | 11 | 1989 | BIT | 10 | 2009
John Deere Dubuque Works | John Deere Dubuque Works | IA | ST | RE | 7.5 | 2 | 1964 | BIT | 11 | 2010
City of Kansas City - (KS) | Nearman Creek | KS | ST | IP | 261 |  |  | SUB
City of Kansas City - (KS) | Nearman Creek | KS | GT | IP | 55 |  |  | NG
Kansas City Power & Light Co | Grand Avenue | MO | ST | RE | 43 | 11 | 1929 | NG | 12 | 2003
Kansas City Power & Light Co | Grand Avenue | MO | ST | RE | 40.2 | 2 | 1948 | NG | 12 | 2003
Kansas City Power & Light Co | Osawatomie | KS | GT | IP | 91.3 |  |  | NG
Kansas City Power & Light Co | Osawatomie | KS | GT | IP | 91.3 |  |  | NG
Kansas City Power & Light Co | Osawatomie | KS | GT | IP | 91.3 |  |  | NG
Kansas City Power & Light Co | Osawatomie | KS | GT | IP | 91.3 |  |  | NG
Kansas City Power & Light Co | Osawatomie | KS | GT | IP | 91.3 |  |  | NG
Kansas City Power & Light Co | Osawatomie | KS | GT | IP | 91.3 |  |  | NG
Kansas City Power & Light Co | Osawatomie | KS | GT | IP | 91.3 |  |  | NG
Kansas Gas & Electric Co | Neosho | KS | ST | RE | 69 | 11 | 1954 | NG | 6 | 2012
City of Kaukauna | New Badger | WI | HY | RE | 1.8 | 1 | 1928 | WAT | 5 | 2012 | 84.3333 |  | 1.8 | 151.8
City of Kaukauna | New Badger | WI | HY | RE | 1.8 | 1 | 1928 | WAT | 5 | 2012 | 84.3333 |  | 1.8 | 151.8
City of Kaukauna | Old Badger | WI | HY | RE | 1 | 1 | 1907 | WAT | 5 | 2012 | 105.3333 |  | 1 | 105.3333
City of Kaukauna | Old Badger | WI | HY | RE | 1 | 1 | 1907 | WAT | 5 | 2012 | 105.3333 |  | 1 | 105.3333
City of Kaukauna | Kimberly Mill | WI | HY | RE | 0.7 | 1 | 1926 | WAT | 10 | 2008 | 82.75 |  | 0.7 | 57.925
City of Kaukauna | Kimberly Mill | WI | HY | RE | 0.7 | 1 | 1927 | WAT | 10 | 2008 | 81.75 |  | 0.7 | 57.225
City of Kaukauna | Kimberly Mill | WI | HY | RE | 0.7 | 1 | 1927 | WAT | 10 | 2008 | 81.75 |  | 0.7 | 57.225
City of Kaukauna | Kimberly Mill | WI | ST | RE | 15.9 | 1 | 1980 | NG | 1 | 2009
City of Kaukauna | Kimberly Mill | WI | ST | RE | 19.3 | 1 | 1968 | NG | 1 | 2009
Kaweah Delta Hospital | Kaweah Delta District Hospital | CA | IC | RE | 0.5 | 8 | 1984 | NG | 11 | 2006
Kaweah Delta Hospital | Kaweah Delta District Hospital | CA | IC | RE | 0.5 | 8 | 1984 | NG | 12 | 2006
Kaweah Delta Hospital | Kaweah Delta District Hospital | CA | IC | RE | 0.7 | 10 | 2001 | NG | 5 | 2006
Kentucky Utilities Co | Green River | KY | ST | RE | 37.5 | 1 | 1950 | BIT | 12 | 2003
Kentucky Utilities Co | Green River | KY | ST | RE | 37.5 | 3 | 1950 | BIT | 12 | 2003
Kentucky Utilities Co | Pineville | KY | ST | RE | 37.5 | 7 | 1951 | BIT | 1 | 2002
Kentucky Utilities Co | Tyrone | KY | ST | RE | 31.2 | 10 | 1947 | DFO | 2 | 2007
Kentucky Utilities Co | Tyrone | KY | ST | RE | 31.2 | 6 | 1948 | DFO | 2 | 2007
Kimberly-Clark Corp | Everett Cogen | WA | ST | RE | 42 | 1 | 1996 | WDS | 10 | 2011
City of Kingman - (KS) | Kingman Municipal Power and Light Plant | KS | IC | RE | 1.4 | 9 | 1955 | NG | 6 | 2008
City of Kingman - (KS) | Kingman Municipal Power and Light Plant | KS | IC | RE | 1 | 5 | 1953 | NG | 6 | 2008
KIAC Partners | Kennedy International Airport Cogen | NY | GT | IP | 50 |  |  | NG
Kissimmee Utility Authority | Hansel | FL | IC | RE | 2 | 2 | 1972 | NG | 10 | 2005
Kissimmee Utility Authority | Hansel | FL | IC | RE | 2 | 2 | 1972 | NG | 10 | 2005
Kissimmee Utility Authority | Hansel | FL | IC | RE | 2 | 2 | 1972 | NG | 10 | 2005
Kissimmee Utility Authority | Hansel | FL | IC | RE | 2 | 2 | 1972 | NG | 10 | 2005
Kissimmee Utility Authority | Hansel | FL | IC | RE | 2 | 2 | 1972 | NG | 10 | 2005
Kissimmee Utility Authority | Hansel | FL | IC | RE | 2.5 | 2 | 1983 | DFO | 10 | 2005
Kissimmee Utility Authority | Hansel | FL | IC | RE | 2.5 | 2 | 1983 | DFO | 10 | 2005
Kissimmee Utility Authority | Hansel | FL | CT | RE | 35 | 2 | 1983 | NG | 10 | 2012
Kissimmee Utility Authority | Hansel | FL | CA | RE | 10 | 11 | 1983 | NG | 10 | 2012
Kissimmee Utility Authority | Hansel | FL | CA | RE | 10 | 11 | 1983 | NG | 10 | 2012
Kissimmee Utility Authority | Hansel | FL | IC | RE | 3 | 2 | 1959 | NG | 10 | 2005
Klein Tools Inc | Klein Tools Chicago | IL | IC | RE | 1.5 | 12 | 1986 | DFO | 12 | 2012
Klein Tools Inc | Klein Tools Moran | KS | IC | RE | 1.5 | 12 | 1985 | DFO | 12 | 2003
Klein Tools Inc | Klein Tools Moran | KS | IC | RE | 1.5 | 2 | 1986 | DFO | 12 | 2003
PUD No 1 of Klickitat County | Roosevelt Biogas 1 | WA | IC | IP | 2.1 |  |  | LFG
KMS Crossroads Inc | KMS Crossroads | NJ | IC | RE | 1.1 | 1 | 1988 | NG | 12 | 2011
KMS Crossroads Inc | KMS Crossroads | NJ | IC | RE | 1.1 | 1 | 1988 | NG | 12 | 2011
KMS Crossroads Inc | KMS Crossroads | NJ | GT | RE | 7 | 6 | 1996 | NG | 12 | 2011
Kodiak Electric Assn Inc | Kodiak | AK | IC | RE | 5.2 | 88 | 1976 | DFO | 7 | 2003
Kodiak Electric Assn Inc | Kodiak | AK | IC | RE | 5.2 | 88 | 1976 | DFO | 4 | 2004
Kodiak Electric Assn Inc | Kodiak | AK | IC | RE | 2 | 2 | 1968 | DFO | 4 | 2004
Kodiak Electric Assn Inc | Kodiak | AK | IC | RE | 2 | 2 | 1968 | DFO | 4 | 2002
Kodiak Electric Assn Inc | Kodiak | AK | IC | RE | 2.6 | 88 | 1968 | DFO | 4 | 2002
Kodiak Electric Assn Inc | Kodiak | AK | IC | RE | 2 | 88 | 1968 | DFO | 4 | 2002
Kotzebue Electric Assn Inc | Kotzebue | AK | IC | RE | 1 | 7 | 1994 | DFO | 7 | 2012
Kotzebue Electric Assn Inc | Kotzebue | AK | IC | RE | 2.1 | 12 | 1983 | DFO | 10 | 2004
City of La Junta - (CO) | La Junta | CO | IC | RE | 0.6 | 88 | 1939 | DFO | 1 | 2003
City of La Junta - (CO) | La Junta | CO | IC | RE | 1.2 | 88 | 1950 | DFO | 1 | 2003
City of La Plata - (MO) | La Plata | MO | IC | RE | 0.9 | 88 | 1960 | DFO | 12 | 2002
City of La Plata - (MO) | La Plata | MO | IC | RE | 1 | 4 | 1990 | DFO | 2 | 2009
City of La Plata - (MO) | La Plata | MO | IC | RE | 1 | 4 | 1990 | DFO | 2 | 2009
City of La Plata - (MO) | La Plata | MO | IC | RE | 1 | 12 | 1998 | DFO | 3 | 2012
City of La Plata - (MO) | La Plata | MO | IC | RE | 1 | 12 | 1998 | DFO | 3 | 2012
City of La Crosse - (KS) | La Crosse | KS | IC | RE | 0.6 | 9 | 1950 | DFO | 12 | 1992
City of Lake Park - (IA) | Lake Park | IA | IC | RE | 0.7 | 88 | 1950 | DFO | 3 | 2002
City of Lake Park - (IA) | Lake Park | IA | IC | RE | 1 | 88 | 1958 | DFO | 3 | 2002
City of Lake Worth - (FL) | Tom G Smith | FL | ST | RE | 7.5 | 1 | 1961 | NG | 7 | 2000
City of Lake Worth - (FL) | Tom G Smith | FL | ST | RE | 7.5 | 11 | 1967 | NG | 8 | 1986
City of Lake Worth - (FL) | Tom G Smith | FL | ST | RE | 32.5 | 8 | 1971 | NG | 12 | 1990
City of Lakefield - (MN) | Lakefield Utilities | MN | IC | RE | 0.1 | 3 | 1936 | DFO | 12 | 2002
City of Lakefield - (MN) | Lakefield Utilities | MN | IC | RE | 0.3 | 3 | 1936 | DFO | 12 | 2002
City of Lakefield - (MN) | Lakefield Utilities | MN | IC | RE | 0.6 | 3 | 1939 | DFO | 12 | 2002
City of Lakefield - (MN) | Lakefield Utilities | MN | IC | RE | 1 | 2 | 1948 | DFO | 12 | 2002
City of Lakeland - (FL) | Larsen Memorial | FL | ST | RE | 25 | 12 | 1959 | NG | 1 | 2003
City of Lakeland - (FL) | C D McIntosh Jr | FL | ST | IP | 288 |  |  | PC
City of Lamar - (CO) | Lamar Plant | CO | ST | RE | 3 | 88 | 1939 | NG | 7 | 1989
City of Lamar - (CO) | Lamar Plant | CO | ST | RE | 5 | 88 | 1952 | NG | 7 | 1989
City of Larned - (KS) | Gas Turbine | KS | GT | RE | 1.3 | 88 | 1955 | NG | 12 | 2010
City of Larned - (KS) | Larned | KS | ST | RE | 1.5 | 88 | 1939 | NG | 12 | 2010
City of Larned - (KS) | Larned | KS | ST | RE | 3 | 88 | 1948 | NG | 12 | 2010
City of Larned - (KS) | Larned | KS | ST | RE | 8.3 | 12 | 1966 | NG | 12 | 2010
City of Lebanon - (OH) | Lebanon | OH | IC | RE | 1.2 | 1 | 1949 | DFO | 12 | 2008
City of Lebanon - (OH) | Lebanon | OH | IC | RE | 1.2 | 1 | 1950 | DFO | 12 | 2008
Little Co of Mary Hospital | Little Company of Mary Hospital | IL | GT | RE | 3.8 | 7 | 1989 | NG | 7 | 2012
Little Rock Wastewater Utility | Fourche Creek Wastewater | AR | IC | RE | 0.5 | 7 | 1983 | OBG | 2 | 2010
Little Rock Wastewater Utility | Fourche Creek Wastewater | AR | IC | RE | 0.5 | 7 | 1983 | OBG | 4 | 2008
Little Rock Wastewater Utility | Fourche Creek Wastewater | AR | IC | RE | 0.5 | 7 | 1983 | OBG | 1 | 2011
Live Oaks Company LLC | Live Oaks Power Plant | GA | CT | IP | 175 |  |  | NG
Live Oaks Company LLC | Live Oaks Power Plant | GA | CT | IP | 175 |  |  | NG
Live Oaks Company LLC | Live Oaks Power Plant | GA | CA | IP | 250 |  |  | NG
City of Logan - (UT) | Hydro III | UT | HY | RE | 0.7 | 1 | 1923 | WAT | 1 | 1970 | 47 |  | 0.7 | 32.9
City of Logan - (UT) | Hydro III | UT | IC | RE | 0.6 | 12 | 1927 | DFO | 12 | 2002
City of Logan - (UT) | Logan City | UT | IC | RE | 0.1 | 12 | 1927 | DFO | 12 | 2002
City of Logan - (UT) | Logan City | UT | IC | RE | 0.1 | 12 | 1927 | DFO | 12 | 2002
City of Logan - (UT) | Logan City | UT | IC | RE | 1.2 | 12 | 1935 | DFO | 12 | 2002
City of Logan - (UT) | Logan City | UT | IC | RE | 1 | 7 | 1990 | DFO | 12 | 2002
City of Logan - (UT) | Logan City | UT | IC | RE | 1 | 8 | 1990 | DFO | 12 | 2002
City of Logan - (UT) | Logan City | UT | IC | RE | 2.2 | 12 | 1947 | DFO | 12 | 2002
Longview Fibre Co | Longview Fibre | WA | ST | RE | 2.5 | 1 | 1936 | BLQ | 4 | 2007
Longview Fibre Co | Longview Fibre | WA | ST | RE | 3.5 | 1 | 1941 | BLQ | 4 | 2007
Longview Fibre Co | Longview Fibre | WA | ST | RE | 6 | 1 | 1950 | BLQ | 4 | 2007
Los Angeles Department of Water & Power | Harbor | CA | GT | RE | 23.5 | 7 | 1972 | NG | 10 | 2002
Los Angeles Department of Water & Power | Harbor | CA | GT | RE | 23.5 | 6 | 1972 | NG | 10 | 2002
Los Angeles Department of Water & Power | Haynes | CA | ST | RE | 230 | 7 | 1964 | NG | 9 | 2004
Los Angeles Department of Water & Power | Haynes | CA | ST | RE | 230 | 2 | 1965 | NG | 12 | 2003
Los Angeles Department of Water & Power | Valley | CA | ST | RE | 100 | 9 | 1954 | NG | 12 | 1992
Los Angeles Department of Water & Power | Valley | CA | ST | RE | 100 | 12 | 1954 | NG | 12 | 1992
Los Angeles Department of Water & Power | Valley | CA | ST | RE | 172.8 | 11 | 1955 | NG | 12 | 2003
Los Angeles Department of Water & Power | Valley | CA | ST | RE | 172.8 | 5 | 1956 | NG | 12 | 2003
Los Angeles Department of Water & Power | LATTC South Campus Solar | CA | PV | IP | 1.1 |  |  | SUN
Los Angeles County Sanitation | Total Energy Facilities | CA | CT | RE | 9.9 | 1 | 1986 | OBG | 12 | 2002
Los Angeles County Sanitation | Total Energy Facilities | CA | CT | RE | 9.9 | 1 | 1986 | OBG | 10 | 2000
Los Angeles County Sanitation | Palos Verdes Gas to Energy | CA | ST | RE | 13 | 5 | 1988 | LFG | 10 | 2011
Louisiana Tech University | Louisiana Tech University Power Plant | LA | ST | RE | 2.5 | 1 | 1963 | NG | 12 | 2002
Louisiana Tech University | Louisiana Tech University Power Plant | LA | ST | RE | 5 | 4 | 1983 | NG | 2 | 2008
Entergy Louisiana Inc | Nine Mile Point | LA | ST | RE | 69 | 5 | 1951 | NG | 9 | 2011
Entergy Louisiana Inc | Nine Mile Point | LA | ST | RE | 112.5 | 7 | 1953 | NG | 9 | 2011
Entergy Louisiana Inc | Sterlington | LA | ST | RE | 247.7 | 6 | 1958 | NG | 8 | 2012
Entergy Louisiana Inc | Monroe | LA | ST | RE | 25 | 1 | 1961 | NG | 10 | 2011
Entergy Louisiana Inc | Monroe | LA | ST | RE | 37.5 | 1 | 1965 | NG | 10 | 2011
Entergy Louisiana Inc | Monroe | LA | ST | RE | 75 | 1 | 1968 | NG | 10 | 2011
Entergy Louisiana Inc | Thibodaux | LA | ST | RE | 21 | 0 | 1968 | NG | 1 | 2002
Louisville Gas & Electric Co | Waterside | KY | GT | RE | 20 | 6 | 1964 | NG | 8 | 2006
Louisville Gas & Electric Co | Waterside | KY | GT | RE | 25 | 2 | 1964 | NG | 8 | 2006
Louisville Gas & Electric Co | Unknown | KY | GT | IP | 181 |  |  | NG
Louisville Gas & Electric Co | Unknown | KY | GT | IP | 181 |  |  | NG
Louisville Gas & Electric Co | Unknown | KY | GT | IP | 181 |  |  | NG
Louisville Gas & Electric Co | Unknown | KY | GT | IP | 185 |  |  | NG
Louisville Gas & Electric Co | Unknown | KY | GT | IP | 185 |  |  | NG
Louisville Gas & Electric Co | Unknown | KY | GT | IP | 185 |  |  | NG
Louisville Gas & Electric Co | Unknown | KY | GT | IP | 185 |  |  | NG
Louisville Gas & Electric Co | Unknown | KY | GT | IP | 185 |  |  | NG
Louisiana Generating LLC | Big Cajun 2 | LA | ST | IP | 730 |  |  | SUB
City of Lowell - (MI) | Lowell | MI | IC | RE | 1.1 | 1 | 1965 | NG | 11 | 2012
City of Lowell - (MI) | Lowell | MI | IC | RE | 1.1 | 1 | 1956 | NG | 11 | 2012
City of Lowell - (MI) | Lowell | MI | IC | RE | 1.4 | 1 | 1973 | NG | 11 | 2012
Lower Valley Energy Inc | Swift Creek | WY | HY | RE | 0.4 | 88 | 1940 | WAT | 1 | 1988 | 40.75 |  | 0.4 | 16.3
Lower Valley Energy Inc | Swift Creek | WY | HY | RE | 0.4 | 88 | 1940 | WAT | 1 | 1988 | 40.75 |  | 0.4 | 16.3
City of Lubbock - (TX) | Ty Cooke | TX | GT | RE | 12.5 | 4 | 1964 | NG | 8 | 2012
City of Luverne - (MN) | Luverne | MN | ST | RE | 3 | 88 | 1951 | NG | 1 | 2002
City of Luverne - (MN) | Luverne | MN | IC | RE | 0.3 | 88 | 1936 | DFO | 1 | 2002
City of Luverne - (MN) | Luverne | MN | IC | RE | 0.6 | 3 | 1941 | DFO | 9 | 2004
City of Lyons - (NE) | Lyons | NE | IC | RE | 0.3 | 1 | 1930 | DFO | 7 | 2001
Massachusetts Water Res Auth | Winsor Dam Power Station | MA | HY | RE | 1.2 | 9 | 1950 | WAT | 12 | 1991 | 41.25 |  | 1.2 | 49.5
Massachusetts Wtr RAuth-Deer I | Deer Island Treatment Plant | MA | IC | RE | 6 | 12 | 1989 | OBG | 3 | 2004
Massachusetts Wtr RAuth-Deer I | Deer Island Treatment Plant | MA | IC | RE | 6 | 12 | 1989 | OBG | 3 | 2004
Massachusetts Wtr RAuth-Deer I | Deer Island Treatment Plant | MA | FC | RE | 0.2 | 8 | 1997 | OBG | 12 | 2001
City of Macon - (MO) | Macon | MO | IC | RE | 5.2 | 8 | 1968 | DFO | 7 | 2012
Madison Gas & Electric Co | Blount Street | WI | ST | RE | 10 | 0 | 1925 | BIT | 1 | 2006
Madison Gas & Electric Co | Blount Street | WI | ST | RE | 34.5 | 9 | 1953 | BIT | 12 | 2011
Madison Gas & Electric Co | Blount Street | WI | ST | RE | 20 | 10 | 1938 | BIT | 12 | 2011
Madison Gas & Electric Co | Blount Street | WI | ST | RE | 23 | 11 | 1948 | BIT | 12 | 2011
City of Madison - (NE) | Madison Utilities | NE | IC | RE | 0.6 | 3 | 1948 | DFO | 8 | 2005
Maine Energy Recovery Co | Maine Energy Recovery | ME | ST | RE | 22 | 6 | 1987 | MSW | 12 | 2012
City of Manassas - (VA) | VMEA 1 Credit Gen | VA | IC | RE | 1.6 | 5 | 1990 | DFO | 12 | 2007
City of Manassas - (VA) | Dominion/Lo Mar | VA | IC | IP | 1.8 |  |  | DFO
City of Manassas - (VA) | Dominion/Lo Mar | VA | IC | IP | 1.8 |  |  | DFO
City of Manassas - (VA) | Dominion/Lo Mar | VA | IC | IP | 1.8 |  |  | DFO
City of Mangum - (OK) | Mangum | OK | IC | RE | 0.6 | 0 | 1939 | NG | 12 | 2007
City of Mangum - (OK) | Mangum | OK | IC | RE | 0.4 | 0 | 1929 | NG | 9 | 2007
Manitowoc Public Utilities | Manitowoc | WI | ST | RE | 5 | 0 | 1935 | BIT | 12 | 2003
Manitowoc Public Utilities | Manitowoc | WI | ST | RE | 10 | 0 | 1941 | BIT | 12 | 2003
Manitowoc Public Utilities | Manitowoc | WI | ST | RE | 10 | 5 | 1950 | PC | 9 | 2011
Manitowoc Public Utilities | Manitowoc | WI | ST | IP | 60 |  |  | PC
Manitowoc Public Utilities | Manitowoc | WI | IC | RE | 5.5 | 9 | 1985 | NG | 10 | 2009
City of Maquoketa - (IA) | Maquoketa 1 | IA | IC | RE | 1.4 | 3 | 1947 | NG | 8 | 2002
City of Maquoketa - (IA) | Maquoketa 1 | IA | IC | RE | 0.8 | 11 | 1938 | DFO | 5 | 2002
City of Marblehead - (MA) | Commercial Street | MA | IC | RE | 1.1 | 11 | 1975 | DFO | 6 | 2010
City of Marceline | Marceline | MO | IC | RE | 1.2 | 3 | 1959 | DFO | 12 | 2006
City of Marceline | Marceline | MO | IC | RE | 0.4 | 11 | 1995 | DFO | 12 | 2006
Marathon Electric Mfg Corp | Marathon Electric | WI | IC | RE | 0.7 | 4 | 1997 | DFO | 12 | 2009
City of Marshall - (MN) | Co Rd 33 | MN | IC | IP | 2.5 |  |  | DFO
City of Marshall - (MN) | Co Rd 33 | MN | IC | IP | 2.5 |  |  | DFO
City of Marshall - (IL) | Marshall | IL | IC | RE | 0.9 | 99 | 1948 | DFO | 2 | 2006
City of Marshall - (IL) | Marshall | IL | IC | RE | 0.9 | 99 | 1948 | DFO | 2 | 2006
City of Marshall - (IL) | Marshall | IL | IC | RE | 1.2 | 99 | 1953 | DFO | 2 | 2006
Massachusetts Mun Wholes Electric Co | Stony Brook | MA | CT | IP | 120 |  |  | DFO
McGrath Light & Power Co | McGrath | AK | IC | RE | 0.2 | 8 | 1979 | DFO | 10 | 2010
McGrath Light & Power Co | McGrath | AK | IC | RE | 0.2 | 8 | 1979 | DFO | 10 | 2010
McGrath Light & Power Co | McGrath | AK | IC | RE | 0.6 | 8 | 1979 | DFO | 10 | 2010
Montana-Dakota Utilities Co | Williston | ND | GT | RE | 5 | 11 | 1953 | NG | 1 | 2012
Montana-Dakota Utilities Co | Williston | ND | GT | RE | 5 | 12 | 1953 | NG | 1 | 2012
City of McPherson - (KS) | McPherson 2 | KS | ST | RE | 32 | 6 | 1963 | NG | 12 | 2006
City of Menasha - (WI) | Menasha | WI | IC | RE | 1 | 0 | 1949 | DFO | 8 | 1997
Merck & Co Inc | Merck Rahway Power Plant | NJ | ST | RE | 4 | 1 | 1968 | DFO | 11 | 2007
Midwest Generations EME LLC | Bloom | IL | GT | RE | 19 | 4 | 1971 | DFO | 1 | 2003
Midwest Generations EME LLC | Bloom | IL | GT | RE | 19 | 4 | 1971 | DFO | 1 | 2003
Midwest Generations EME LLC | Bloom | IL | GT | RE | 19 | 4 | 1971 | DFO | 1 | 2003
Midwest Generations EME LLC | Bloom | IL | GT | RE | 19 | 4 | 1971 | DFO | 1 | 2003
Midwest Generations EME LLC | Bloom | IL | GT | RE | 19 | 5 | 1971 | DFO | 1 | 2003
Midwest Generations EME LLC | Bloom | IL | GT | RE | 19 | 5 | 1971 | DFO | 1 | 2003
Midwest Generations EME LLC | Bloom | IL | GT | RE | 19 | 5 | 1971 | DFO | 1 | 2003
Midwest Generations EME LLC | Bloom | IL | GT | RE | 19 | 5 | 1971 | DFO | 1 | 2003
Midwest Generations EME LLC | Calumet | IL | GT | RE | 18.4 | 6 | 1969 | NG | 12 | 2004
Midwest Generations EME LLC | Calumet | IL | GT | RE | 18.4 | 6 | 1969 | NG | 12 | 2004
Midwest Generations EME LLC | Calumet | IL | GT | RE | 18.4 | 6 | 1969 | NG | 12 | 2004
Midwest Generations EME LLC | Calumet | IL | GT | RE | 18.4 | 6 | 1969 | NG | 12 | 2004
Midwest Generations EME LLC | Calumet | IL | GT | RE | 18.4 | 6 | 1996 | NG | 12 | 2004
Midwest Generations EME LLC | Calumet | IL | GT | RE | 18.4 | 6 | 1996 | NG | 12 | 2004
Midwest Generations EME LLC | Calumet | IL | GT | RE | 18.4 | 6 | 1969 | NG | 12 | 2004
Midwest Generations EME LLC | Calumet | IL | GT | RE | 18.4 | 6 | 1969 | NG | 12 | 2004
Midwest Generations EME LLC | Calumet | IL | GT | RE | 18.4 | 6 | 1969 | NG | 12 | 2004
Midwest Generations EME LLC | Calumet | IL | GT | RE | 18.4 | 6 | 1969 | NG | 12 | 2004
Midwest Generations EME LLC | Calumet | IL | GT | RE | 18.4 | 6 | 1969 | NG | 12 | 2004
Midwest Generations EME LLC | Calumet | IL | GT | RE | 19 | 6 | 1970 | NG | 12 | 2004
Midwest Generations EME LLC | Calumet | IL | GT | RE | 19 | 6 | 1970 | NG | 12 | 2004
Midwest Generations EME LLC | Calumet | IL | GT | RE | 19 | 6 | 1970 | NG | 12 | 2004
Midwest Generations EME LLC | Calumet | IL | GT | RE | 19 | 6 | 1970 | NG | 12 | 2004
Midwest Generations EME LLC | Crawford | IL | GT | RE | 17.3 | 7 | 1968 | NG | 3 | 2005
Midwest Generations EME LLC | Crawford | IL | GT | RE | 17.3 | 6 | 1968 | NG | 3 | 2005
Midwest Generations EME LLC | Crawford | IL | GT | RE | 17.3 | 7 | 1968 | NG | 3 | 2005
Midwest Generations EME LLC | Crawford | IL | GT | RE | 17.3 | 7 | 1968 | NG | 3 | 2005
Midwest Generations EME LLC | Crawford | IL | GT | RE | 17.3 | 7 | 1968 | NG | 3 | 2005
Midwest Generations EME LLC | Crawford | IL | GT | RE | 17.3 | 7 | 1968 | NG | 3 | 2005
Midwest Generations EME LLC | Crawford | IL | GT | RE | 17.3 | 7 | 1968 | NG | 3 | 2005
Midwest Generations EME LLC | Crawford | IL | GT | RE | 17.3 | 6 | 1968 | NG | 3 | 2005
Midwest Generations EME LLC | Crawford | IL | GT | RE | 17.3 | 7 | 1968 | NG | 3 | 2005
Midwest Generations EME LLC | Crawford | IL | GT | RE | 17.3 | 7 | 1968 | NG | 3 | 2005
Midwest Generations EME LLC | Crawford | IL | GT | RE | 17.3 | 7 | 1968 | NG | 3 | 2005
Midwest Generations EME LLC | Crawford | IL | GT | RE | 17.3 | 6 | 1968 | NG | 3 | 2005
Midwest Generations EME LLC | Crawford | IL | ST | RE | 239.3 | 5 | 1958 | SUB | 8 | 2012
Midwest Generations EME LLC | Crawford | IL | ST | RE | 358.1 | 4 | 1961 | SUB | 8 | 2012
Midwest Generations EME LLC | Electric Junction | IL | GT | RE | 19 | 6 | 1970 | NG | 12 | 2004
Midwest Generations EME LLC | Electric Junction | IL | GT | RE | 19 | 6 | 1970 | NG | 12 | 2004
Midwest Generations EME LLC | Electric Junction | IL | GT | RE | 19 | 6 | 1970 | NG | 12 | 2004
Midwest Generations EME LLC | Electric Junction | IL | GT | RE | 19 | 6 | 1970 | NG | 12 | 2004
Midwest Generations EME LLC | Electric Junction | IL | GT | RE | 19 | 6 | 1970 | NG | 12 | 2004
Midwest Generations EME LLC | Electric Junction | IL | GT | RE | 19 | 6 | 1970 | NG | 12 | 2004
Midwest Generations EME LLC | Electric Junction | IL | GT | RE | 19 | 6 | 1970 | NG | 12 | 2004
Midwest Generations EME LLC | Electric Junction | IL | GT | RE | 19 | 6 | 1970 | NG | 12 | 2004
Midwest Generations EME LLC | Electric Junction | IL | GT | RE | 19 | 8 | 1970 | NG | 12 | 2004
Midwest Generations EME LLC | Electric Junction | IL | GT | RE | 19 | 8 | 1970 | NG | 12 | 2004
Midwest Generations EME LLC | Electric Junction | IL | GT | RE | 19 | 6 | 1970 | NG | 12 | 2004
Midwest Generations EME LLC | Electric Junction | IL | GT | RE | 19 | 4 | 1971 | NG | 12 | 2004
Midwest Generations EME LLC | Electric Junction | IL | GT | RE | 19 | 4 | 1971 | NG | 12 | 2004
Midwest Generations EME LLC | Electric Junction | IL | GT | RE | 19 | 4 | 1971 | NG | 12 | 2004
Midwest Generations EME LLC | Electric Junction | IL | GT | RE | 19 | 4 | 1971 | NG | 12 | 2004
Midwest Generations EME LLC | Electric Junction | IL | GT | RE | 19 | 4 | 1971 | NG | 12 | 2004
Midwest Generations EME LLC | Joliet 9 | IL | GT | RE | 18.4 | 5 | 1969 | NG | 12 | 2004
Midwest Generations EME LLC | Joliet 9 | IL | GT | RE | 18.4 | 5 | 1969 | NG | 12 | 2004
Midwest Generations EME LLC | Joliet 9 | IL | GT | RE | 18.4 | 5 | 1969 | NG | 12 | 2004
Midwest Generations EME LLC | Joliet 9 | IL | GT | RE | 18.4 | 5 | 1969 | NG | 12 | 2004
Midwest Generations EME LLC | Joliet 9 | IL | GT | RE | 18.4 | 5 | 1969 | NG | 12 | 2004
Midwest Generations EME LLC | Joliet 9 | IL | GT | RE | 18.4 | 5 | 1969 | NG | 12 | 2004
Midwest Generations EME LLC | Joliet 9 | IL | GT | RE | 18.4 | 5 | 1969 | NG | 12 | 2004
Midwest Generations EME LLC | Joliet 9 | IL | GT | RE | 18.4 | 5 | 1969 | NG | 12 | 2004
Midwest Generations EME LLC | Lombard | IL | GT | RE | 22.1 | 6 | 1969 | KER | 12 | 2004
Midwest Generations EME LLC | Lombard | IL | GT | RE | 22.1 | 6 | 1969 | NG | 12 | 2004
Midwest Generations EME LLC | Lombard | IL | GT | RE | 22.1 | 6 | 1969 | KER | 12 | 2004
Midwest Generations EME LLC | Lombard | IL | GT | RE | 22.1 | 6 | 1969 | KER | 12 | 2004
Midwest Generations EME LLC | Lombard | IL | GT | RE | 22.1 | 6 | 1969 | KER | 12 | 2004
Midwest Generations EME LLC | Lombard | IL | GT | RE | 22.1 | 6 | 1969 | NG | 12 | 2004
Midwest Generations EME LLC | Sabrooke | IL | GT | RE | 18.4 | 5 | 1969 | DFO | 12 | 2004
Midwest Generations EME LLC | Sabrooke | IL | GT | RE | 18.4 | 5 | 1969 | DFO | 12 | 2004
Midwest Generations EME LLC | Sabrooke | IL | GT | RE | 18.4 | 5 | 1969 | DFO | 12 | 2004
Midwest Generations EME LLC | Sabrooke | IL | GT | RE | 18.4 | 5 | 1969 | DFO | 12 | 2004
Midwest Generations EME LLC | Sabrooke | IL | GT | RE | 19 | 5 | 1970 | DFO | 12 | 2004
Midwest Generations EME LLC | Sabrooke | IL | GT | RE | 19 | 5 | 1970 | DFO | 12 | 2004
Midwest Generations EME LLC | Sabrooke | IL | GT | RE | 19 | 5 | 1970 | DFO | 12 | 2004
Midwest Generations EME LLC | Sabrooke | IL | GT | RE | 19 | 5 | 1970 | DFO | 12 | 2004
Midwest Generations EME LLC | Waukegan | IL | ST | RE | 121 | 1 | 1952 | SUB | 12 | 2007
Midwest Generations EME LLC | Will County | IL | ST | RE | 187.5 | 7 | 1955 | SUB | 12 | 2010
Midwest Generations EME LLC | Will County | IL | ST | RE | 183.7 | 3 | 1955 | SUB | 12 | 2010
Midwest Generations EME LLC | Fisk Street | IL | ST | RE | 374 | 7 | 1968 | SUB | 8 | 2012
Midwest Generations EME LLC | Collins | IL | ST | RE | 544.9 | 5 | 1978 | NG | 10 | 2004
Midwest Generations EME LLC | Collins | IL | ST | RE | 544.9 | 10 | 1977 | NG | 10 | 2004
Midwest Generations EME LLC | Collins | IL | ST | RE | 518.9 | 5 | 1977 | NG | 10 | 2004
Midwest Generations EME LLC | Collins | IL | ST | RE | 520.7 | 12 | 1978 | NG | 10 | 2004
Midwest Generations EME LLC | Collins | IL | ST | RE | 520.7 | 6 | 1979 | NG | 10 | 2004
Metropolitan Water District of S CA | Diamond Valley Lake | CA | HY | RE | 3.3 | 5 | 2001 | WAT | 10 | 2009 | 8.4167 |  | 3.3 | 27.775
Metropolitan Water District of S CA | Diamond Valley Lake | CA | HY | RE | 3.3 | 12 | 2001 | WAT | 10 | 2009 | 7.8333 |  | 3.3 | 25.85
Metropolitan Water District of S CA | Diamond Valley Lake | CA | HY | RE | 3.3 | 12 | 2001 | WAT | 10 | 2009 | 7.8333 |  | 3.3 | 25.85
Miami Dade Water & Sewer Dept | Central District Wastewater Treat Plant | FL | IC | RE | 1.2 | 10 | 1989 | OBG | 5 | 2012
Miami Dade Water & Sewer Dept | Central District Wastewater Treat Plant | FL | IC | RE | 1.2 | 10 | 1989 | OBG | 5 | 2012
Middletown Power LLC | Middletown | CT | ST | RE | 69 | 8 | 1954 | RFO | 10 | 1998
Midwest Energy Inc | Ellis | KS | IC | RE | 1 | 7 | 1960 | NG | 12 | 2007
Midwest Energy Inc | Ellis | KS | IC | RE | 2 | 7 | 1965 | NG | 12 | 2007
Midwest Energy Inc | Ellis | KS | IC | RE | 0.5 | 6 | 1947 | NG | 12 | 2007
Midwest Energy Inc | Ellis | KS | IC | RE | 0.5 | 7 | 1954 | NG | 12 | 2007
Midwest Energy Inc | Ellis | KS | IC | RE | 1.5 | 5 | 1973 | NG | 12 | 2007
Midwest Energy Inc | Great Bend | KS | IC | RE | 3 | 1 | 1954 | NG | 12 | 2012
City of Milford - (IA) | Milford | IA | IC | RE | 0.3 | 1 | 1938 | DFO | 12 | 2003
NRG Potomac River LLC | Potomac River | VA | ST | RE | 92 | 9 | 1949 | BIT | 10 | 2012
NRG Potomac River LLC | Potomac River | VA | ST | RE | 92 | 6 | 1950 | BIT | 10 | 2012
NRG Potomac River LLC | Potomac River | VA | ST | RE | 110 | 6 | 1954 | BIT | 10 | 2012
NRG Potomac River LLC | Potomac River | VA | ST | RE | 110 | 2 | 1956 | BIT | 10 | 2012
NRG Potomac River LLC | Potomac River | VA | ST | RE | 110 | 5 | 1957 | BIT | 10 | 2012
NRG Delta LLC | Pittsburg Power | CA | ST | RE | 213.4 | 9 | 1954 | NG | 10 | 2003
NRG Delta LLC | Pittsburg Power | CA | ST | RE | 213.4 | 8 | 1954 | NG | 10 | 2003
NRG Delta LLC | Pittsburg Power | CA | ST | RE | 213.4 | 12 | 1954 | NG | 10 | 2003
NRG Delta LLC | Pittsburg Power | CA | ST | RE | 213.4 | 12 | 1954 | NG | 10 | 2003
Minnesota Power Inc | M L Hibbard | MN | ST | RE | 25 | 9 | 1931 | RFO | 12 | 2003
Minnesota Power Inc | M L Hibbard | MN | ST | RE | 25 | 8 | 1943 | RFO | 12 | 2003
Minnesota Power Inc | Superior Generation Energy Center | WI | GT | IP | 170 |  |  | NG
Minnkota Power Coop, Inc | Grand Forks | ND | IC | RE | 0.7 | 8 | 1941 | DFO | 12 | 2012
Minnkota Power Coop, Inc | Grand Forks | ND | IC | RE | 1.1 | 8 | 1949 | DFO | 12 | 2012
Minnkota Power Coop, Inc | Grand Forks | ND | IC | RE | 1.1 | 8 | 1949 | DFO | 12 | 2012
Minnkota Power Coop, Inc | Grand Forks | ND | IC | RE | 0.7 | 8 | 1941 | DFO | 12 | 2012
Minnkota Power Coop, Inc | Grand Forks | ND | IC | RE | 0.7 | 8 | 1941 | DFO | 12 | 2012
Minnkota Power Coop, Inc | Grand Forks | ND | IC | RE | 1 | 8 | 1946 | DFO | 12 | 2012
Minnkota Power Coop, Inc | Grand Forks | ND | IC | RE | 1 | 8 | 1946 | DFO | 12 | 2012
Minnkota Power Coop, Inc | Grand Forks | ND | IC | RE | 1 | 8 | 1946 | DFO | 12 | 2012
Minnkota Power Coop, Inc | Grand Forks | ND | IC | RE | 1.1 | 8 | 1949 | DFO | 12 | 2012
Minnkota Power Coop, Inc | Grand Forks | ND | IC | RE | 1.1 | 8 | 1949 | DFO | 12 | 2012
Minnkota Power Coop, Inc | Grand Forks | ND | IC | RE | 1.1 | 8 | 1949 | DFO | 12 | 2012
Minnkota Power Coop, Inc | Harwood | ND | IC | RE | 1.6 | 10 | 1947 | DFO | 9 | 2007
Minnkota Power Coop, Inc | Harwood | ND | IC | RE | 1.6 | 10 | 1947 | DFO | 12 | 2012
Minnkota Power Coop, Inc | Harwood | ND | IC | RE | 1.6 | 10 | 1947 | DFO | 12 | 2012
Entergy Mississippi Inc | Delta | MS | ST | RE | 112.5 | 12 | 1953 | NG | 12 | 2012
Entergy Mississippi Inc | Delta | MS | ST | RE | 112.5 | 12 | 1953 | NG | 12 | 2012
Entergy Mississippi Inc | Natchez | MS | ST | RE | 66 | 2 | 1951 | NG | 6 | 2011
Entergy Mississippi Inc | Rex Brown | MS | ST | RE | 34.5 | 7 | 1948 | NG | 6 | 2011
Mississippi Power Co | Eaton | MS | ST | RE | 25.9 | 3 | 1945 | NG | 12 | 2012
Mississippi Power Co | Eaton | MS | ST | RE | 25.9 | 7 | 1947 | NG | 12 | 2012
Mississippi Power Co | Eaton | MS | ST | RE | 25.9 | 8 | 1949 | NG | 12 | 2012
Mississippi Power Co | MPC1 | MS | GT | IP | 360 |  |  | NG
NRG New York LLC | Bowline Point | NY | CT | IP | 750 |  |  | NG
NRG New York LLC | Lovett | NY | ST | RE | 69 | 3 | 1955 | NG | 5 | 2007
NRG New York LLC | Lovett | NY | ST | RE | 179.5 | 4 | 1966 | BIT | 5 | 2007
NRG New York LLC | Lovett | NY | ST | RE | 200.6 | 4 | 1969 | BIT | 4 | 2008
Monongahela Power Co | FirstEnergy Albright | WV | ST | RE | 69 | 12 | 1952 | BIT | 9 | 2012
Monongahela Power Co | FirstEnergy Albright | WV | ST | RE | 69 | 10 | 1952 | BIT | 9 | 2012
Monongahela Power Co | FirstEnergy Albright | WV | ST | RE | 140.2 | 10 | 1954 | BIT | 9 | 2012
Monongahela Power Co | FirstEnergy Rivesville | WV | ST | RE | 35 | 6 | 1943 | BIT | 9 | 2012
Monongahela Power Co | FirstEnergy Rivesville | WV | ST | RE | 74.7 | 9 | 1951 | BIT | 9 | 2012
Monongahela Power Co | FirstEnergy Willow Island | WV | ST | RE | 50 | 2 | 1949 | BIT | 9 | 2012
Monongahela Power Co | FirstEnergy Willow Island | WV | ST | RE | 163.2 | 10 | 1960 | BIT | 9 | 2012
City of Monroe City - (MO) | Monroe | MO | IC | RE | 0.7 | 8 | 1940 | DFO | 12 | 2001
Michigan South Central Pwr Agy | Endicott Station | MI | IC | RE | 1.6 | 10 | 2006 | DFO | 5 | 2012
Michigan South Central Pwr Agy | Endicott Station | MI | IC | RE | 1.6 | 10 | 2006 | DFO | 5 | 2012
Michigan South Central Pwr Agy | State St Generating | MI | IC | RE | 1.8 | 4 | 2001 | DFO | 5 | 2012
Michigan South Central Pwr Agy | State St Generating | MI | IC | RE | 1.8 | 4 | 2001 | DFO | 5 | 2012
Michigan South Central Pwr Agy | State St Generating | MI | IC | RE | 1.8 | 4 | 2001 | DFO | 5 | 2012
Michigan South Central Pwr Agy | State St Generating | MI | IC | RE | 1.8 | 4 | 2001 | DFO | 5 | 2012
Michigan South Central Pwr Agy | State St Generating | MI | IC | RE | 1.8 | 4 | 2001 | DFO | 5 | 2012
Michigan South Central Pwr Agy | State St Generating | MI | IC | RE | 1.8 | 4 | 2001 | DFO | 5 | 2012
Michigan South Central Pwr Agy | State St Generating | MI | IC | RE | 1.8 | 4 | 2001 | DFO | 5 | 2012
Michigan South Central Pwr Agy | State St Generating | MI | IC | RE | 1.8 | 4 | 2001 | DFO | 5 | 2012
Michigan South Central Pwr Agy | State St Generating | MI | IC | RE | 1.8 | 4 | 2001 | DFO | 5 | 2012
Michigan South Central Pwr Agy | Modular Power LLC | MI | IC | RE | 1.6 | 6 | 1999 | DFO | 10 | 2006
Michigan South Central Pwr Agy | Modular Power LLC | MI | IC | RE | 1.8 | 6 | 1999 | DFO | 10 | 2006
Michigan South Central Pwr Agy | Modular Power LLC | MI | IC | RE | 1.6 | 6 | 1999 | DFO | 10 | 2006
Michigan South Central Pwr Agy | Modular Power LLC | MI | IC | RE | 1.6 | 6 | 1999 | DFO | 10 | 2006
Michigan South Central Pwr Agy | Modular Power LLC | MI | IC | RE | 1.8 | 6 | 1999 | DFO | 10 | 2006
Michigan South Central Pwr Agy | Modular Power LLC | MI | IC | RE | 1.6 | 6 | 1999 | DFO | 10 | 2006
Michigan South Central Pwr Agy | Modular Power LLC | MI | IC | RE | 1.6 | 6 | 1999 | DFO | 10 | 2006
Michigan South Central Pwr Agy | Modular Power LLC | MI | IC | RE | 1.6 | 6 | 1999 | DFO | 10 | 2006
Michigan South Central Pwr Agy | Modular Power LLC | MI | IC | RE | 1.6 | 6 | 1999 | DFO | 10 | 2006
Monterey Regional Waste Mgmt | Marina Landfill Gas | CA | IC | RE | 0.9 | 3 | 1997 | LFG | 10 | 2008
Monterey Regional Waste Mgmt | Marina Landfill Gas | CA | IC | RE | 0.8 | 4 | 1994 | LFG | 8 | 2006
City of Moorhead - (MN) | Moorhead | MN | GT | RE | 10 | 1 | 1961 | DFO | 7 | 2011
Motiva Enterprises LLC | Motiva Enterprises Port Arthur Refinery | TX | CS | RE | 18.8 | 6 | 1970 | NG | 2 | 2012
Motiva Enterprises LLC | Motiva Enterprises Port Arthur Refinery | TX | CA | RE | 21.3 | 5 | 1984 | NG | 2 | 2011
City of Mt Pleasant - (IA) | Mt Pleasant | IA | ST | RE | 7.5 | 10 | 1966 | NG | 6 | 2001
City of Mt Pleasant - (IA) | Mt Pleasant | IA | IC | RE | 1 | 88 | 1966 | DFO | 1 | 2002
Village of Mullen | Mullen | NE | IC | RE | 0.4 | 1 | 1958 | DFO | 1 | 2011
Village of Mullen | Mullen | NE | IC | RE | 0.6 | 1 | 1966 | DFO | 1 | 2012
Village of Mullen | Mullen | NE | IC | IP | 1.2 |  |  | DFO
Municipal Electric Authority | MEAG1 | GA | CT | IP | 170.9 |  |  | NG
Municipal Electric Authority | MEAG2 | GA | CT | IP | 170.9 |  |  | NG
Municipal Electric Authority | MEAG3 | GA | CT | IP | 170.9 |  |  | NG
Municipal Electric Authority | W R Clayton Plant | GA | GT | IP | 180 |  |  | NG
Municipal Electric Authority | W R Clayton Plant | GA | GT | IP | 180 |  |  | NG
Municipal Electric Authority | W R Clayton Plant | GA | GT | IP | 153 |  |  | NG
City of Murray - (UT) | Murray City | UT | IC | RE | 2.2 | 88 | 1952 | NG | 1 | 2002
City of Murray - (UT) | Murray City | UT | IC | RE | 1 | 88 | 1948 | NG | 1 | 2002
City of Murray - (UT) | Murray City | UT | IC | RE | 1 | 88 | 1948 | NG | 1 | 2002
City of Murray - (UT) | Murray City | UT | IC | RE | 3 | 88 | 1958 | NG | 1 | 2002
NRG Huntley Operations Inc | C R Huntley Generating Station | NY | ST | RE | 80 | 8 | 1942 | BIT | 4 | 2006
NRG Huntley Operations Inc | C R Huntley Generating Station | NY | ST | RE | 100 | 10 | 1948 | BIT | 4 | 2006
NRG Huntley Operations Inc | C R Huntley Generating Station | NY | ST | RE | 100 | 11 | 1953 | BIT | 6 | 2007
NRG Huntley Operations Inc | C R Huntley Generating Station | NY | ST | RE | 100 | 1 | 1954 | BIT | 6 | 2007
Naniwa Energy LLC | Tri Center Naniwa Energy | NV | GT | RE | 64 | 7 | 2001 | NG | 3 | 2008
Naniwa Energy LLC | Tri Center Naniwa Energy | NV | GT | RE | 64 | 7 | 2001 | NG | 3 | 2008
Naknek Electric Assn, Inc | Naknek | AK | IC | RE | 0.4 | 12 | 1977 | DFO | 8 | 2004
Naknek Electric Assn, Inc | Naknek | AK | IC | RE | 0.4 | 12 | 1977 | DFO | 8 | 2004
Naknek Electric Assn, Inc | Naknek | AK | IC | RE | 0.4 | 12 | 1977 | DFO | 8 | 2004
Nantucket Electric Co | Nantucket | MA | IC | RE | 1.2 | 7 | 1987 | DFO | 6 | 2006
Nantucket Electric Co | Nantucket | MA | IC | RE | 1.2 | 7 | 1987 | DFO | 6 | 2006
Nantucket Electric Co | Nantucket | MA | IC | RE | 2.5 | 4 | 1995 | DFO | 8 | 2007
Nantucket Electric Co | Nantucket | MA | IC | RE | 2.5 | 4 | 1995 | DFO | 8 | 2007
Nantucket Electric Co | Nantucket | MA | IC | RE | 2.5 | 2 | 1998 | DFO | 8 | 2007
Nantucket Electric Co | Nantucket | MA | IC | RE | 2.5 | 2 | 1998 | DFO | 8 | 2007
Nebraska Public Power District | Mobile | NE | IC | RE | 1 | 1 | 1980 | DFO | 12 | 2003
Nevada Power Co | Clark | NV | ST | RE | 50 | 12 | 1955 | NG | 9 | 2005
Nevada Power Co | Clark | NV | ST | RE | 65 | 7 | 1957 | NG | 9 | 2005
Nevada Power Co | Clark | NV | ST | RE | 75 | 7 | 1961 | NG | 9 | 2005
Nevada Power Co | Sunrise | NV | ST | RE | 81.6 | 5 | 1964 | NG | 12 | 2011
Nevada Power Co | Sunrise | NV | GT | RE | 85 | 10 | 1974 | NG | 12 | 2011
Nevada Power Co | Ely Energy Center | NV | ST | IP | 750 |  |  | SUB
Nevada Power Co | Ely Energy Center | NV | ST | IP | 750 |  |  | SUB
City of New Lisbon | New Lisbon | WI | IC | RE | 0.1 | 1 | 1930 | DFO | 12 | 2003
City of New Lisbon | New Lisbon | WI | IC | RE | 0.2 | 1 | 1936 | DFO | 12 | 2003
City of New Lisbon | New Lisbon | WI | IC | RE | 0.3 | 1 | 1948 | DFO | 12 | 2003
Entergy New Orleans Inc | A B Paterson | LA | ST | RE | 51.7 | 4 | 1950 | NG | 9 | 2010
Entergy New Orleans Inc | A B Paterson | LA | ST | RE | 81.2 | 12 | 1954 | NG | 9 | 2010
Entergy New Orleans Inc | A B Paterson | LA | GT | RE | 16 | 9 | 1967 | DFO | 9 | 2010
Entergy New Orleans Inc | Michoud | LA | ST | RE | 115.2 | 5 | 1957 | NG | 9 | 2011
New Prague Utilities Comm | New Prague | MN | IC | RE | 1.4 | 8 | 1948 | NG | 1 | 2009
New Hanover County | New Hanover County WASTEC | NC | ST | RE | 3.9 | 6 | 1984 | MSW | 12 | 2001
New Hanover County | New Hanover County WASTEC | NC | ST | RE | 4.2 | 3 | 2002 | MSW | 12 | 2010
New Hanover County | New Hanover County WASTEC | NC | ST | RE | 0.1 | 6 | 1984 | MSW | 12 | 2002
New York State Elec & Gas Corp | Keuka | NY | HY | RE | 2 | 88 | 1928 | WAT | 11 | 2006 | 71.5833 |  | 2 | 143.1667
NRG Astoria Gas Turbine Operations Inc | Astoria Gas Turbines | NY | GT | RE | 19.2 | 1 | 1970 | KER | 12 | 2002
NRG El Segundo Operations Inc | El Segundo Power | CA | ST | RE | 156.2 | 5 | 1955 | NG | 12 | 2002
NRG El Segundo Operations Inc | El Segundo Power | CA | ST | RE | 156.2 | 8 | 1956 | NG | 12 | 2002
NRG El Segundo Operations Inc | Long Beach Generation LLC | CA | CT | RE | 63 | 4 | 1977 | NG | 12 | 2004
NRG El Segundo Operations Inc | Long Beach Generation LLC | CA | CT | RE | 63 | 4 | 1977 | NG | 12 | 2004
NRG El Segundo Operations Inc | Long Beach Generation LLC | CA | CT | RE | 63 | 4 | 1977 | NG | 12 | 2004
NRG El Segundo Operations Inc | Long Beach Generation LLC | CA | CA | RE | 80 | 12 | 1976 | NG | 12 | 2004
NRG El Segundo Operations Inc | Long Beach Generation LLC | CA | CA | RE | 66.4 | 4 | 1977 | NG | 12 | 2004
North Carolina Mun Power Agny #1 | High Point, Jackson Lake | NC | IC | RE | 1.8 | 6 | 2002 | DFO | 11 | 2007
North Carolina Mun Power Agny #1 | Gastonia Rankin Lake | NC | IC | RE | 1.8 | 6 | 2002 | DFO | 9 | 2012
North Carolina Mun Power Agny #1 | Gastonia Duke Street | NC | IC | RE | 1.8 | 6 | 2002 | DFO | 9 | 2012
North Carolina Mun Power Agny #1 | Maiden Finger Street | NC | IC | RE | 1.8 | 6 | 2002 | DFO | 10 | 2012
North Carolina Mun Power Agny #1 | Lexington Hickory Street | NC | IC | RE | 1.8 | 6 | 2002 | DFO | 9 | 2012
Nome Joint Utility Systems | Snake River | AK | IC | RE | 1.2 | 1 | 1974 | DFO | 1 | 2001
Nome Joint Utility Systems | Snake River | AK | IC | RE | 1 | 1 | 1972 | DFO | 1 | 2008
North Branch Water & Light Comm | North Branch | MN | IC | RE | 0.9 | 10 | 1960 | DFO | 12 | 2010
North Branch Water & Light Comm | North Branch | MN | IC | RE | 1.4 | 1 | 1971 | DFO | 12 | 2010
North Central Power Co Inc | Grimh | WI | HY | RE | 0.1 | 4 | 1928 | WAT | 12 | 2006 | 78.6667 |  | 0.1 | 7.8667
North Central Power Co Inc | Grimh | WI | HY | RE | 0.2 | 4 | 1965 | WAT | 12 | 2006 | 41.6667 |  | 0.2 | 8.3333
North Central Power Co Inc | Grimh | WI | IC | RE | 0.8 | 12 | 1951 | DFO | 12 | 2006
Northern Indiana Pub Serv Co | Dean H Mitchell | IN | ST | RE | 127.5 | 5 | 1970 | SUB | 9 | 2010
Northern Indiana Pub Serv Co | Dean H Mitchell | IN | ST | RE | 138.1 | 12 | 1956 | NG | 9 | 2010
Northern Indiana Pub Serv Co | Dean H Mitchell | IN | ST | RE | 128 | 5 | 1959 | SUB | 9 | 2010
Northern Indiana Pub Serv Co | Dean H Mitchell | IN | ST | RE | 128 | 9 | 1959 | SUB | 9 | 2010
Northern Indiana Pub Serv Co | Michigan City | IN | ST | RE | 70 | 11 | 1950 | NG | 9 | 2010
Northern Indiana Pub Serv Co | Michigan City | IN | ST | RE | 70 | 10 | 1951 | NG | 9 | 2010
Northern Indiana Pub Serv Co | Sugar Creek Power | IN | CT | IP | 159 |  |  | NG
Northern Indiana Pub Serv Co | Sugar Creek Power | IN | CT | IP | 154.3 |  |  | NG
Northern Indiana Pub Serv Co | Sugar Creek Power | IN | CA | IP | 195.4 |  |  | NG
Northern States Power Co - Minnesota | Black Dog | MN | ST | RE | 81 | 8 | 1952 | SUB | 6 | 2002
Northern States Power Co - Minnesota | Black Dog | MN | CA | IP | 360 |  |  | NG
Northern States Power Co - Minnesota | Black Dog | MN | CT | IP | 200 |  |  | NG
Northern States Power Co - Minnesota | Black Dog | MN | CT | IP | 200 |  |  | NG
Northern States Power Co - Minnesota | High Bridge | MN | ST | RE | 113.6 | 8 | 1956 | SUB | 12 | 2007
Northern States Power Co - Minnesota | High Bridge | MN | ST | RE | 163.2 | 4 | 1959 | SUB | 12 | 2007
Northern States Power Co - Minnesota | Minnesota Valley | MN | ST | RE | 46 | 9 | 1953 | NG | 12 | 2006
Northern States Power Co - Minnesota | Riverside | MN | ST | RE | 238.8 | 4 | 1964 | SUB | 4 | 2009
Northern States Power Co - Minnesota | West Fairbault | MN | GT | RE | 16.2 | 9 | 1965 | NG | 9 | 1981
Northern States Power Co - Minnesota | West Fairbault | MN | GT | RE | 16.2 | 5 | 1965 | NG | 12 | 2006
Northern States Power Co - Minnesota | West Fairbault | MN | GT | RE | 16.2 | 5 | 1965 | NG | 12 | 2006
Northern States Power Co - Minnesota | Pathfinder | SD | ST | RE | 75 | 0 | 1962 | NG | 6 | 2001
Northern States Power Co - Minnesota | Dells | WI | HY | RE | 0.5 | 0 | 1916 | WAT | 12 | 2007 | 92 |  | 0.5 | 46
Northern States Power Co - Minnesota | Dells | WI | HY | RE | 0.7 | 0 | 1907 | WAT | 12 | 2007 | 101 |  | 0.7 | 70.7
Northern States Power Co - Minnesota | Apple River | WI | HY | RE | 0.8 | 0 | 1901 | WAT | 12 | 2006 | 106 |  | 0.8 | 84.8
Northern States Power Co - Minnesota | United Health Care | MN | GT | RE | 1.8 | 7 | 1993 | DFO | 2 | 2008
Northern States Power Co - Minnesota | United Health Care | MN | GT | RE | 1.8 | 7 | 1993 | DFO | 2 | 2008
Northern States Power Co - Minnesota | Merricourt Wind Project | ND | WT | IP | 150 |  |  | WND
NorthWestern Energy - (SD) | Mobile Unit | SD | IC | RE | 0.5 | 0 | 1955 | DFO | 9 | 2008
NorthWestern Energy - (SD) | Webster | SD | IC | RE | 0.7 | 0 | 1932 | DFO | 3 | 2002
NorthWestern Energy - (SD) | Webster | SD | IC | RE | 1.9 | 6 | 1950 | DFO | 4 | 2004
NorthWestern Energy - (SD) | Future CT | SD | GT | IP | 28 |  |  | NG
NorthWestern Energy - (SD) | Future CT | SD | GT | IP | 28 |  |  | NG
Northwind Energy Inc | Northwind Energy | CA | WT | RE | 13 | 1 | 1986 | WND | 12 | 2012
Nushagak Electric Coop, Inc | Dillingham | AK | IC | RE | 0.3 | 1 | 1961 | DFO | 2 | 2009
Nushagak Electric Coop, Inc | Dillingham | AK | IC | RE | 0.5 | 9 | 1967 | DFO | 5 | 2001
Nushagak Electric Coop, Inc | Dillingham | AK | IC | RE | 0.7 | 12 | 1973 | DFO | 3 | 2007
Nushagak Electric Coop, Inc | Dillingham | AK | IC | RE | 1 | 12 | 1976 | DFO | 10 | 2007
Nushagak Electric Coop, Inc | Dillingham | AK | IC | RE | 0.8 | 3 | 1985 | DFO | 4 | 2006
Nushagak Electric Coop, Inc | Dillingham | AK | IC | RE | 0.8 | 3 | 1985 | DFO | 3 | 2006
NorthWestern Energy | Milltown | MT | HY | RE | 0.6 | 8 | 1908 | WAT | 12 | 2007 | 99.3333 |  | 0.6 | 59.6
NorthWestern Energy | Milltown | MT | HY | RE | 0.6 | 8 | 1908 | WAT | 12 | 2007 | 99.3333 |  | 0.6 | 59.6
NorthWestern Energy | Milltown | MT | HY | RE | 0.6 | 8 | 1908 | WAT | 12 | 2007 | 99.3333 |  | 0.6 | 59.6
NorthWestern Energy | Milltown | MT | HY | RE | 0.6 | 8 | 1909 | WAT | 12 | 2007 | 98.3333 |  | 0.6 | 59
NorthWestern Energy | Milltown | MT | HY | RE | 0.6 | 8 | 1927 | WAT | 12 | 2007 | 80.3333 |  | 0.6 | 48.2
NRG Oswego Harbor Power Operations Inc | Oswego Harbor Power | NY | ST | RE | 92 | 12 | 1948 | NG | 12 | 2003
City of Oakley | Oakely | KS | IC | RE | 1.4 | 2 | 1961 | NG | 4 | 2011
City of Oakley | Oakely | KS | IC | RE | 0.4 | 5 | 1948 | DFO | 4 | 2011
City of Oakley | Oakely | KS | IC | RE | 0.5 | 5 | 1951 | NG | 1 | 2009
City of Oakley | Oakely | KS | IC | RE | 0.9 | 4 | 1956 | NG | 4 | 2011
City of Oakley | Oakely | KS | IC | RE | 1.5 | 7 | 1965 | NG | 1 | 2009
City of Oakley | Oakely | KS | IC | RE | 3.3 | 6 | 1973 | NG | 4 | 2011
Ocean County Utilities Auth | Bayville Central Facility | NJ | IC | RE | 0.6 | 9 | 1988 | DFO | 12 | 2002
Oakwood Hospital Med Center | Oakwood Hospital & Medical Center | MI | IC | RE | 0.3 | 1 | 1972 | DFO | 8 | 2005
Oakwood Hospital Med Center | Oakwood Hospital & Medical Center | MI | IC | RE | 0.5 | 4 | 1989 | NG | 10 | 2004
Oakwood Hospital Med Center | Oakwood Hospital & Medical Center | MI | IC | RE | 0.5 | 4 | 1989 | NG | 10 | 2004
Oakwood Hospital Med Center | Oakwood Hospital & Medical Center | MI | IC | RE | 0.5 | 4 | 1989 | NG | 10 | 2004
City of Oberlin - (OH) | Oberlin | OH | IC | RE | 0.9 | 1 | 1951 | DFO | 12 | 2000
City of Oberlin - (OH) | Oberlin | OH | IC | RE | 0.6 | 1 | 1934 | DFO | 12 | 2000
NRG Cabrillo Power Ops Inc | Division | CA | GT | RE | 16 | 11 | 1968 | DFO | 12 | 2003
NRG Cabrillo Power Ops Inc | Naval Station | CA | GT | RE | 26 | 9 | 1976 | NG | 11 | 2002
NRG Cabrillo Power Ops Inc | North Island | CA | GT | RE | 19 | 6 | 1972 | DFO | 11 | 2002
NRG Cabrillo Power Ops Inc | North Island | CA | GT | RE | 18 | 6 | 1972 | NG | 11 | 2002
NRG Cabrillo Power Ops Inc | Naval Training Center | CA | GT | RE | 16 | 11 | 1968 | NG | 11 | 2002
City of Odessa - (MO) | Odessa | MO | IC | RE | 0.2 | 6 | 1939 | DFO | 3 | 2011
City of Odessa - (MO) | Odessa | MO | IC | RE | 1.2 | 6 | 1957 | DFO | 1 | 2008
Oglethorpe Power Corporation | Rumble Road Energy Center | GA | CA | IP | 220 |  |  | NG
Oglethorpe Power Corporation | Rumble Road Energy Center | GA | CT | IP | 220 |  |  | NG
Oglethorpe Power Corporation | Rumble Road Energy Center | GA | CT | IP | 220 |  |  | NG
Ohio Power Co | Conesville | OH | ST | RE | 148 | 2 | 1959 | BIT | 12 | 2005
Ohio Power Co | Conesville | OH | ST | RE | 136 | 12 | 1957 | BIT | 12 | 2005
Ohio Power Co | Conesville | OH | ST | RE | 161.5 | 10 | 1962 | BIT | 12 | 2012
Oklahoma State University | Oklahoma State University | OK | ST | RE | 1.5 | 6 | 1950 | NG | 1 | 2010
Oklahoma Gas & Electric Co | Arbuckle | OK | ST | RE | 73 | 3 | 1953 | NG | 9 | 2002
Oklahoma Gas & Electric Co | Enid | OK | GT | RE | 15 | 11 | 1965 | NG | 12 | 2012
Oklahoma Gas & Electric Co | Enid | OK | GT | RE | 15 | 11 | 1965 | NG | 12 | 2012
Oklahoma Gas & Electric Co | Enid | OK | GT | RE | 15 | 11 | 1965 | NG | 12 | 2012
Oklahoma Gas & Electric Co | Enid | OK | GT | RE | 15 | 11 | 1965 | NG | 12 | 2012
Oklahoma Gas & Electric Co | Muskogee | OK | ST | RE | 173 | 5 | 1956 | NG | 12 | 2010
Oklahoma Gas & Electric Co | Woodward | OK | GT | RE | 11 | 6 | 1963 | NG | 12 | 2012
Oklahoma Gas & Electric Co | Sooner | OK | ST | IP | 950 |  |  | SUB
Oklahoma Gas & Electric Co | Conoco | OK | GT | RE | 33 | 6 | 1991 | NG | 6 | 2006
Oklahoma Gas & Electric Co | Conoco | OK | GT | RE | 33 | 6 | 1991 | NG | 6 | 2006
City of Orangeburg - (SC) | Rowesville Rd Plant | SC | GT | IP | 4.8 |  |  | NG
City of Orangeburg - (SC) | Rowesville Rd Plant | SC | GT | IP | 4.8 |  |  | NG
NRG Power Midwest LP | Avon Lake | OH | ST | RE | 75 | 1 | 1949 | NG | 1 | 2002
NRG Power Midwest LP | Niles | OH | ST | RE | 132.8 | 1 | 1954 | BIT | 10 | 2012
NRG Power Midwest LP | Niles | OH | ST | RE | 132.8 | 1 | 1954 | BIT | 6 | 2012
NRG Power Midwest LP | F R Phillips | PA | ST | RE | 69 | 1 | 1943 | BIT | 12 | 2002
NRG Power Midwest LP | F R Phillips | PA | ST | RE | 81 | 11 | 1949 | BIT | 12 | 2002
NRG Power Midwest LP | F R Phillips | PA | ST | RE | 81 | 9 | 1950 | BIT | 12 | 2002
NRG Power Midwest LP | F R Phillips | PA | ST | RE | 179 | 2 | 1956 | BIT | 12 | 2002
NRG Power Midwest LP | New Castle Plant | PA | ST | RE | 35 | 11 | 1939 | BIT | 12 | 1993
NRG Power Midwest LP | New Castle Plant | PA | ST | RE | 35 | 11 | 1947 | BIT | 12 | 1993
City of Osage City - (KS) | Osage City | KS | IC | RE | 0.8 | 6 | 2001 | DFO | 1 | 2009
City of Osawatomie - (KS) | Osawatomie City of | KS | IC | RE | 0.4 | 88 | 1934 | DFO | 4 | 1990
City of Osceola - (AR) | Osceola | AR | IC | RE | 1.6 | 5 | 1992 | DFO | 7 | 2012
City of Osceola - (AR) | Osceola | AR | IC | RE | 1.6 | 5 | 1993 | DFO | 7 | 2012
City of Osceola - (AR) | Osceola | AR | IC | RE | 1.6 | 5 | 1999 | DFO | 7 | 2012
Otter Tail Power Co | Hoot Lake | MN | ST | RE | 7.5 | 8 | 1948 | SUB | 12 | 2005
Otter Tail Power Co | Lake Preston | SD | GT | RE | 24.1 | 0 | 1948 | DFO | 1 | 1978
City of Owatonna | Owatonna | MN | ST | RE | 6 | 5 | 1957 | NG | 1 | 2009
City of Owatonna | Owatonna | MN | ST | RE | 20 | 7 | 1969 | NG | 10 | 2011
Oxy Vinyls LP | Deer Park Plant | TX | CA | RE | 10 | 4 | 1948 | NG | 2 | 2004
Oxy Vinyls LP | Deer Park Plant | TX | CA | RE | 10 | 4 | 1948 | NG | 2 | 2004
Oxy Vinyls LP | Deer Park Plant | TX | CA | RE | 10 | 4 | 1948 | NG | 2 | 2004
Oxy Vinyls LP | Deer Park Plant | TX | CT | RE | 81 | 12 | 1985 | NG | 2 | 2004
City of Owensville - (MO) | Owensville | MO | IC | RE | 1.8 | 5 | 1998 | DFO | 8 | 2011
City of Owensville - (MO) | Owensville | MO | IC | RE | 1.3 | 6 | 1989 | DFO | 8 | 2011
City of Owensville - (MO) | Owensville | MO | IC | RE | 1.8 | 9 | 1998 | DFO | 8 | 2011
City of Owensville - (MO) | Owensville | MO | IC | RE | 1.3 | 7 | 1966 | DFO | 8 | 2011
City of Owensville - (MO) | Owensville | MO | IC | RE | 1.8 | 10 | 1999 | DFO | 8 | 2011
City of Owensville - (MO) | Owensville | MO | IC | RE | 1.8 | 10 | 1999 | DFO | 8 | 2011
City of Oxford - (KS) | Oxford | KS | IC | RE | 1.1 | 5 | 1986 | DFO | 12 | 2005
City of Oxford - (KS) | Oxford | KS | IC | RE | 1.1 | 5 | 1986 | DFO | 12 | 2005
City of Oxford - (KS) | Oxford | KS | IC | RE | 1.1 | 5 | 1986 | DFO | 12 | 2005
PSEG Power New York Inc | Bethlehem Energy Center | NY | ST | RE | 100 | 10 | 1952 | NG | 12 | 2005
PSEG Power New York Inc | Bethlehem Energy Center | NY | ST | RE | 100 | 11 | 1952 | NG | 12 | 2005
PSEG Power New York Inc | Bethlehem Energy Center | NY | ST | RE | 100 | 9 | 1953 | NG | 12 | 2005
PSEG Power New York Inc | Bethlehem Energy Center | NY | ST | RE | 100 | 8 | 1954 | NG | 12 | 2005
Pacific Gas & Electric Co | Humboldt Bay | CA | ST | RE | 51.2 | 12 | 1956 | NG | 9 | 2010
Pacific Gas & Electric Co | Humboldt Bay | CA | ST | RE | 51.2 | 12 | 1958 | NG | 9 | 2010
Pacific Gas & Electric Co | Hunters Point | CA | ST | RE | 107.5 | 12 | 1948 | NG | 5 | 2006
Pacific Gas & Electric Co | Hunters Point | CA | ST | RE | 107.5 | 1 | 1949 | NG | 5 | 2006
Pacific Gas & Electric Co | Hunters Point | CA | ST | RE | 156.2 | 11 | 1958 | NG | 5 | 2006
Pacific Gas & Electric Co | Hunters Point | CA | GT | RE | 56.2 | 6 | 1976 | DFO | 5 | 2006
Pacific Gas & Electric Co | Mobile GT | CA | GT | RE | 13.3 | 8 | 1975 | DFO | 3 | 2007
Pacific Gas & Electric Co | Mobile GT | CA | GT | RE | 13.3 | 8 | 1975 | DFO | 9 | 2010
Pacific Gas & Electric Co | Mobile GT | CA | GT | RE | 13.3 | 6 | 1976 | DFO | 9 | 2010
Pacific Gas & Electric Co | TESLA Power Project | CA | CT | IP | 188 |  |  | NG
Pacific Gas & Electric Co | TESLA Power Project | CA | CT | IP | 188 |  |  | NG
Pacific Gas & Electric Co | TESLA Power Project | CA | CT | IP | 188 |  |  | NG
Pacific Gas & Electric Co | TESLA Power Project | CA | CT | IP | 188 |  |  | NG
Pacific Gas & Electric Co | TESLA Power Project | CA | CA | IP | 285 |  |  | NG
Pacific Gas & Electric Co | TESLA Power Project | CA | CA | IP | 285 |  |  | NG
Pacific Gas & Electric Co | Britton Powerhouse | CA | HY | IP | 2.8 |  |  | WAT
Pacific Gas & Electric Co | Chalk Mountain Powerhouse | CA | HY | IP | 2.2 |  |  | WAT
Pacific Gas & Electric Co | Rock Creek Dam | CA | HY | IP | 3.6 |  |  | WAT
Pacific Gas & Electric Co | Giffen | CA | PV | IP | 10 |  |  | SUN
PacifiCorp | Cove | ID | HY | RE | 7.5 | 88 | 1917 | WAT | 12 | 2006 | 82.6667 |  | 7.5 | 620
PacifiCorp | Powerdale | OR | HY | RE | 6 | 5 | 1923 | WAT | 2 | 2007 | 83.75 |  | 6 | 502.5
PacifiCorp | Condit | WA | HY | RE | 7 | 4 | 1913 | WAT | 10 | 2011 | 98.5 |  | 7 | 689.5
PacifiCorp | Condit | WA | HY | RE | 6.7 | 4 | 1913 | WAT | 10 | 2011 | 98.5 |  | 6.7 | 659.95
PacifiCorp | Little Mountain | UT | GT | RE | 16 | 3 | 1971 | NG | 12 | 2011
Paragould Light & Water Comm | Paragould | AR | IC | RE | 0.4 | 1 | 1939 | DFO | 1 | 2002
Paragould Light & Water Comm | Paragould | AR | IC | RE | 1.1 | 2 | 1961 | DFO | 1 | 2002
Paragould Light & Water Comm | Paragould | AR | IC | RE | 0.8 | 5 | 1946 | DFO | 1 | 2002
Paragould Light & Water Comm | Paragould | AR | IC | RE | 0.8 | 7 | 1946 | DFO | 9 | 2002
Paragould Light & Water Comm | Paragould | AR | IC | RE | 1 | 10 | 1949 | DFO | 1 | 2002
City of Pasadena - (CA) | Broadway | CA | ST | RE | 46 | 3 | 1955 | NG | 12 | 2002
City of Pasadena - (CA) | Broadway | CA | ST | RE | 46 | 7 | 1957 | NG | 12 | 2002
PUD No 2 of Grant County | Wanapum | WA | HY | RE | 103.8 | 9 | 1963 | WAT | 12 | 2012 | 49.25 |  | 103.8 | 5112.15
PUD No 2 of Grant County | Wanapum | WA | HY | RE | 103.8 | 9 | 1963 | WAT | 2 | 2012 | 48.4167 |  | 103.8 | 5025.65
PUD No 2 of Grant County | Wanapum | WA | HY | RE | 103.8 | 9 | 1963 | WAT | 4 | 2011 | 47.5833 |  | 103.8 | 4939.15
PUD No 2 of Grant County | Wanapum | WA | HY | RE | 103.8 | 11 | 1963 | WAT | 6 | 2010 | 46.5833 |  | 103.8 | 4835.35
PUD No 2 of Grant County | Randolph Road | WA | IC | RE | 1.6 | 8 | 2001 | DFO | 10 | 2007
PUD No 2 of Grant County | Randolph Road | WA | IC | RE | 1.6 | 8 | 2001 | DFO | 10 | 2007
PUD No 2 of Grant County | Randolph Road | WA | IC | RE | 1.6 | 8 | 2001 | DFO | 10 | 2007
PUD No 2 of Grant County | Randolph Road | WA | IC | RE | 1.6 | 8 | 2001 | DFO | 10 | 2007
PUD No 2 of Grant County | Randolph Road | WA | IC | RE | 1.6 | 8 | 2001 | DFO | 10 | 2007
PUD No 2 of Grant County | Randolph Road | WA | IC | RE | 1.6 | 8 | 2001 | DFO | 10 | 2007
PUD No 2 of Grant County | Randolph Road | WA | IC | RE | 1.6 | 8 | 2001 | DFO | 10 | 2007
PUD No 2 of Grant County | Randolph Road | WA | IC | RE | 1.6 | 8 | 2001 | DFO | 10 | 2007
PUD No 2 of Grant County | Randolph Road | WA | IC | RE | 1.6 | 8 | 2001 | DFO | 10 | 2007
PUD No 2 of Grant County | Randolph Road | WA | IC | RE | 1.6 | 8 | 2001 | DFO | 10 | 2007
PUD No 2 of Grant County | Randolph Road | WA | IC | RE | 1.6 | 8 | 2001 | DFO | 10 | 2007
PUD No 2 of Grant County | Randolph Road | WA | IC | RE | 1.6 | 8 | 2001 | DFO | 10 | 2007
PUD No 2 of Grant County | Randolph Road | WA | IC | RE | 1.6 | 8 | 2001 | DFO | 10 | 2007
PUD No 2 of Grant County | Randolph Road | WA | IC | RE | 1.6 | 8 | 2001 | DFO | 10 | 2007
PUD No 2 of Grant County | Randolph Road | WA | IC | RE | 1.6 | 8 | 2001 | DFO | 10 | 2007
PUD No 2 of Grant County | Randolph Road | WA | IC | RE | 1.6 | 8 | 2001 | DFO | 10 | 2007
PUD No 2 of Grant County | Randolph Road | WA | IC | RE | 1.6 | 8 | 2001 | DFO | 10 | 2007
PUD No 2 of Grant County | Randolph Road | WA | IC | RE | 1.6 | 8 | 2001 | DFO | 10 | 2007
PUD No 2 of Grant County | Randolph Road | WA | IC | RE | 1.6 | 8 | 2001 | DFO | 10 | 2007
PUD No 2 of Grant County | Randolph Road | WA | IC | RE | 1.6 | 8 | 2001 | DFO | 10 | 2007
City of Pella - (IA) | Pella | IA | ST | RE | 11.5 | 5 | 1964 | SUB | 6 | 2012
City of Pella - (IA) | Pella | IA | ST | RE | 26.5 | 7 | 1972 | SUB | 6 | 2012
City of Pella - (IA) | Pella Peaking | IA | IC | RE | 2 | 6 | 2001 | DFO | 9 | 2001
City of Pella - (IA) | Pella Peaking | IA | IC | RE | 2 | 6 | 2001 | DFO | 9 | 2001
PUD No 1 of Pend Oreille County | Sullivan CR | WA | HY | IP | 4.5 |  |  | WAT
PUD No 1 of Pend Oreille County | Sullivan CR | WA | HY | IP | 4.5 |  |  | WAT
City of Peru - (IL) | Peru | IL | IC | RE | 2 | 2 | 2003 | DFO | 4 | 2011
City of Peru - (IL) | Peru | IL | IC | RE | 1.8 | 5 | 2002 | DFO | 11 | 2010
City of Peru - (IL) | Peru | IL | ST | RE | 7.5 | 88 | 1960 | NG | 5 | 2002
City of Peru - (IL) | Peru | IL | IC | RE | 1.8 | 5 | 2002 | DFO | 11 | 2010
City of Peru - (IL) | Peru | IL | IC | RE | 2 | 2 | 2003 | DFO | 11 | 2010
City of Peru - (IL) | Peru | IL | IC | RE | 2 | 2 | 2003 | DFO | 11 | 2010
City of Peru - (IL) | Peru | IL | IC | RE | 6.3 | 9 | 1973 | DFO | 12 | 2011
City of Peru - (IL) | Peru | IL | IC | RE | 1.8 | 6 | 2000 | DFO | 11 | 2010
City of Peru - (IL) | Peru | IL | IC | RE | 1.8 | 6 | 2000 | DFO | 4 | 2011
Pfizer Inc | Pfizer Groton Plant | CT | ST | RE | 2.5 | 1 | 1948 | NG | 1 | 2005
City of Piqua - (OH) | Piqua Power Plant | OH | ST | RE | 0.8 | 12 | 1987 | BIT | 12 | 2007
City of Piqua - (OH) | Piqua Power Plant | OH | ST | RE | 4 | 1 | 1940 | BIT | 12 | 2007
City of Piqua - (OH) | Piqua Power Plant | OH | ST | RE | 7.5 | 1 | 1947 | BIT | 12 | 2007
City of Piqua - (OH) | Piqua Power Plant | OH | ST | RE | 12.5 | 1 | 1951 | BIT | 12 | 2007
City of Piqua - (OH) | Piqua Power Plant | OH | ST | RE | 20 | 1 | 1961 | BIT | 12 | 2007
Platte River Power Authority | Medicine Bow | WY | WT | IP | 0.7 |  |  | WND
Platte River Power Authority | Medicine Bow | WY | WT | IP | 0.7 |  |  | WND
Platte River Power Authority | Medicine Bow | WY | WT | RE | 0.1 | 4 | 1998 | WND | 4 | 2005
Platte River Power Authority | Medicine Bow | WY | WT | RE | 2.5 | 3 | 2005 | WND | 12 | 2011
PSEG Fossil LLC | PSEG Bayonne Generating Station | NJ | GT | RE | 21.2 | 6 | 1970 | KER | 5 | 2006
PSEG Fossil LLC | PSEG Bayonne Generating Station | NJ | GT | RE | 21 | 6 | 1970 | KER | 5 | 2006
PSEG Fossil LLC | PSEG Burlington Generating Station | NJ | CT | RE | 44.8 | 6 | 1993 | NG | 4 | 2004
PSEG Fossil LLC | PSEG Burlington Generating Station | NJ | CT | RE | 44.8 | 6 | 1993 | NG | 4 | 2004
PSEG Fossil LLC | PSEG Burlington Generating Station | NJ | CT | RE | 44.8 | 6 | 1993 | NG | 4 | 2004
PSEG Fossil LLC | PSEG Burlington Generating Station | NJ | CT | RE | 44.8 | 6 | 1993 | NG | 4 | 2004
PSEG Fossil LLC | PSEG Burlington Generating Station | NJ | CA | RE | 44.9 | 6 | 1972 | NG | 4 | 2004
PSEG Fossil LLC | PSEG Hudson Generating Station | NJ | ST | RE | 454.7 | 12 | 1964 | NG | 12 | 2011
PSEG Fossil LLC | PSEG Hudson Generating Station | NJ | GT | RE | 115.2 | 12 | 1967 | KER | 10 | 2003
PSEG Fossil LLC | PSEG Kearny Generating Station | NJ | GT | RE | 146.2 | 5 | 1970 | NG | 6 | 2012
PSEG Fossil LLC | PSEG Kearny Generating Station | NJ | GT | RE | 146.2 | 12 | 1969 | NG | 6 | 2012
PSEG Fossil LLC | PSEG Kearny Generating Station | NJ | GT | RE | 54 | 5 | 1973 | NG | 6 | 2001
PSEG Fossil LLC | PSEG Kearny Generating Station | NJ | GT | RE | 54 | 5 | 1973 | NG | 6 | 2001
PSEG Fossil LLC | PSEG Kearny Generating Station | NJ | GT | RE | 54 | 5 | 1973 | NG | 6 | 2001
PSEG Fossil LLC | PSEG Kearny Generating Station | NJ | GT | RE | 54 | 5 | 1973 | NG | 6 | 2001
PSEG Fossil LLC | PSEG Kearny Generating Station | NJ | ST | RE | 147 | 3 | 1953 | RFO | 6 | 2005
PSEG Fossil LLC | PSEG Kearny Generating Station | NJ | ST | RE | 147 | 1 | 1953 | RFO | 6 | 2005
PSEG Fossil LLC | PSEG Linden Generating Station | NJ | ST | RE | 181.4 | 5 | 1957 | RFO | 4 | 2006
PSEG Fossil LLC | PSEG Linden Generating Station | NJ | ST | RE | 181.4 | 12 | 1957 | RFO | 4 | 2006
PCS Nitrogen LP | PCS Nitrogen Fertilizer LP | LA | GT | RE | 26 | 11 | 1986 | NG | 12 | 2005
City of Portland - (MI) | Frank Jenkins | MI | IC | RE | 0.3 | 6 | 1935 | DFO | 8 | 2002
Portland General Electric Co | Bull Run | OR | HY | RE | 5.2 | 12 | 1922 | WAT | 5 | 2008 | 85.4167 |  | 5.2 | 444.1667
Portland General Electric Co | Bull Run | OR | HY | RE | 5.2 | 10 | 1912 | WAT | 5 | 2008 | 95.5833 |  | 5.2 | 497.0333
Portland General Electric Co | Bull Run | OR | HY | RE | 5.2 | 10 | 1912 | WAT | 5 | 2008 | 95.5833 |  | 5.2 | 497.0333
Portland General Electric Co | Bull Run | OR | HY | RE | 5.2 | 10 | 1912 | WAT | 5 | 2008 | 95.5833 |  | 5.2 | 497.0333
Potomac Power Resources | Benning | DC | ST | RE | 290 | 6 | 1968 | DFO | 5 | 2012
Potomac Power Resources | Benning | DC | ST | RE | 290 | 5 | 1972 | DFO | 5 | 2012
Potomac Power Resources | Buzzard Point | DC | GT | RE | 18 | 5 | 1968 | DFO | 5 | 2012
Potomac Power Resources | Buzzard Point | DC | GT | RE | 18 | 5 | 1968 | DFO | 5 | 2012
Potomac Power Resources | Buzzard Point | DC | GT | RE | 18 | 5 | 1968 | DFO | 5 | 2008
Potomac Power Resources | Buzzard Point | DC | GT | RE | 18 | 5 | 1968 | DFO | 5 | 2012
Potomac Power Resources | Buzzard Point | DC | GT | RE | 18 | 5 | 1968 | DFO | 5 | 2012
Potomac Power Resources | Buzzard Point | DC | GT | RE | 18 | 5 | 1968 | DFO | 5 | 2012
Potomac Power Resources | Buzzard Point | DC | GT | RE | 18 | 5 | 1968 | DFO | 5 | 2012
Potomac Power Resources | Buzzard Point | DC | GT | RE | 18 | 5 | 1968 | DFO | 5 | 2012
Potomac Power Resources | Buzzard Point | DC | GT | RE | 18 | 6 | 1968 | DFO | 5 | 2012
Potomac Power Resources | Buzzard Point | DC | GT | RE | 18 | 6 | 1968 | DFO | 5 | 2012
Potomac Power Resources | Buzzard Point | DC | GT | RE | 18 | 6 | 1968 | DFO | 5 | 2012
Potomac Power Resources | Buzzard Point | DC | GT | RE | 18 | 6 | 1968 | DFO | 5 | 2012
Potomac Power Resources | Buzzard Point | DC | GT | RE | 18 | 6 | 1968 | DFO | 5 | 2012
Potomac Power Resources | Buzzard Point | DC | GT | RE | 18 | 6 | 1968 | DFO | 5 | 2012
Potomac Power Resources | Buzzard Point | DC | GT | RE | 18 | 6 | 1968 | DFO | 5 | 2012
Potomac Power Resources | Buzzard Point | DC | GT | RE | 18 | 6 | 1968 | DFO | 5 | 2012
PPL Martins Creek LLC | PPL Martins Creek | PA | ST | RE | 156.2 | 9 | 1954 | BIT | 9 | 2007
PPL Martins Creek LLC | PPL Martins Creek | PA | ST | RE | 156.2 | 6 | 1956 | BIT | 9 | 2007
PPL Martins Creek LLC | PPL Martins Creek | PA | IC | RE | 2.7 | 2 | 1967 | DFO | 9 | 2007
PPL Martins Creek LLC | PPL Martins Creek | PA | IC | RE | 2.7 | 2 | 1967 | DFO | 9 | 2007
New York Power Authority | Kensico | NY | HY | RE | 1 | 7 | 1983 | WAT | 9 | 2012 | 29.1667 |  | 1 | 29.1667
New York Power Authority | Kensico | NY | HY | RE | 1 | 7 | 1983 | WAT | 9 | 2012 | 29.1667 |  | 1 | 29.1667
New York Power Authority | Kensico | NY | HY | RE | 1 | 7 | 1983 | WAT | 9 | 2012 | 29.1667 |  | 1 | 29.1667
New York Power Authority | Charles Poletti | NY | ST | RE | 883 | 3 | 1977 | RFO | 2 | 2010
City of Pratt- (KS) | Pratt | KS | ST | RE | 3 | 99 | 1938 | NG | 5 | 2004
City of Pratt- (KS) | Pratt | KS | ST | RE | 5 | 3 | 1953 | NG | 12 | 2012
Preston Public Utilities Comm | Preston | MN | IC | RE | 0.1 | 88 | 1935 | DFO | 9 | 2001
Preston Public Utilities Comm | Preston | MN | IC | RE | 0.2 | 88 | 1935 | DFO | 9 | 2001
Preston Public Utilities Comm | Preston | MN | IC | RE | 0.3 | 88 | 1939 | DFO | 9 | 2001
Town of Princeton - (MA) | Princeton Wind Farm | MA | WT | RE | 0.3 | 10 | 1984 | WND | 10 | 2003
City of Primghar - (IA) | Primghar | IA | IC | RE | 0.1 | 88 | 1938 | DFO | 7 | 2004
Princeton Public Utils Comm | Princeton | MN | IC | RE | 0.1 | 9 | 1938 | DFO | 12 | 2002
Princeton Public Utils Comm | Princeton | MN | IC | RE | 0.1 | 9 | 1938 | DFO | 12 | 2002
Iberdrola Renewables Inc | Phoenix Wind Power LLC | CA | WT | RE | 2.1 | 6 | 1999 | WND | 12 | 2009
Iberdrola Renewables Inc | Jordanville Wind Farm | NY | WT | IP | 80 |  |  | WND
Iberdrola Renewables Inc | Lakeview Cogeneration LLC | OR | ST | IP | 26.8 |  |  | OBS
Iberdrola Renewables Inc | Dry Lake Solar | AZ | PV | IP | 50 |  |  | SUN
Iberdrola Renewables Inc | Tierra Bonita Solar | CA | PV | IP | 22 |  |  | SUN
Iberdrola Renewables Inc | Klamath Solar | OR | PV | IP | 5 |  |  | SUN
Public Service Co of Colorado | Arapahoe | CO | ST | RE | 44 | 0 | 1950 | SUB | 12 | 2002
Public Service Co of Colorado | Arapahoe | CO | ST | RE | 44 | 0 | 1951 | SUB | 12 | 2002
Public Service Co of Colorado | Cameo | CO | ST | RE | 25 | 0 | 1957 | BIT | 12 | 2010
Public Service Co of Colorado | Cameo | CO | ST | RE | 50 | 0 | 1960 | BIT | 12 | 2010
Public Service Co of Colorado | Cherokee | CO | ST | RE | 125 | 6 | 1957 | BIT | 4 | 2012
Public Service Co of Colorado | Cherokee | CO | ST | RE | 125 | 6 | 1959 | BIT | 10 | 2011
Public Service Co of Colorado | Zuni | CO | ST | RE | 40.2 | 0 | 1948 | NG | 1 | 2010
Public Service Co of Colorado | Tacoma | CO | HY | RE | 3.5 | 6 | 1949 | WAT | 12 | 2007 | 58.5 |  | 3.5 | 204.75
Duke Energy Indiana Inc | Edwardsport | IN | ST | RE | 35 | 7 | 1944 | DFO | 3 | 2011
Duke Energy Indiana Inc | Edwardsport | IN | ST | RE | 40.2 | 1 | 1949 | BIT | 3 | 2011
Duke Energy Indiana Inc | Edwardsport | IN | ST | RE | 69 | 12 | 1951 | BIT | 3 | 2011
Duke Energy Indiana Inc | Miami Wabash | IN | GT | RE | 18 | 6 | 1968 | DFO | 6 | 2011
Duke Energy Indiana Inc | R Gallagher | IN | ST | RE | 150 | 6 | 1959 | BIT | 2 | 2012
Duke Energy Indiana Inc | R Gallagher | IN | ST | RE | 150 | 4 | 1960 | BIT | 2 | 2012
Duke Energy Indiana Inc | NA 1 | IN | GT | IP | 318 |  |  | NG
Duke Energy Indiana Inc | NA 1 | IN | GT | IP | 259 |  |  | NG
Duke Energy Indiana Inc | NA 1 | IN | GT | IP | 259 |  |  | NG
Duke Energy Indiana Inc | NA 1 | IN | GT | IP | 239 |  |  | NG
Duke Energy Indiana Inc | NA 1 | IN | GT | IP | 239 |  |  | NG
Duke Energy Indiana Inc | NA 1 | IN | GT | IP | 239 |  |  | NG
Duke Energy Indiana Inc | NA 1 | IN | GT | IP | 239 |  |  | NG
Duke Energy Indiana Inc | NA 1 | IN | GT | IP | 239 |  |  | NG
Duke Energy Indiana Inc | NA 1 | IN | GT | IP | 96 |  |  | NG
Duke Energy Indiana Inc | NA 1 | IN | GT | IP | 96 |  |  | NG
Duke Energy Indiana Inc | NA 1 | IN | GT | IP | 96 |  |  | NG
Duke Energy Indiana Inc | NA 1 | IN | GT | IP | 185 |  |  | NG
Duke Energy Indiana Inc | NA 1 | IN | GT | IP | 185 |  |  | NG
Duke Energy Indiana Inc | NA 1 | IN | GT | IP | 185 |  |  | NG
Duke Energy Indiana Inc | NA 1 | IN | GT | IP | 552 |  |  | NG
Duke Energy Indiana Inc | NA 1 | IN | GT | IP | 259 |  |  | NG
Public Service Co of NM | Las Vegas | NM | GT | RE | 20 | 1 | 1973 | DFO | 4 | 2011
Public Service Co of NM | Afton Generating Station | NM | CT | IP | 177 |  |  | NG
Public Service Co of NM | Eddy County Generating Station | NM | GT | IP | 44 |  |  | NG
Public Service Co of Oklahoma | Tulsa | OK | ST | RE | 95 | 1 | 1948 | NG | 2 | 2012
Puget Sound Energy Inc | White River | WA | HY | RE | 15 | 88 | 1912 | WAT | 1 | 2004 | 84.75 |  | 15 | 1271.25
Puget Sound Energy Inc | White River | WA | HY | RE | 15 | 88 | 1912 | WAT | 1 | 2004 | 84.75 |  | 15 | 1271.25
Puget Sound Energy Inc | White River | WA | HY | RE | 20 | 88 | 1918 | WAT | 1 | 2004 | 78.75 |  | 20 | 1575
Puget Sound Energy Inc | White River | WA | HY | RE | 20 | 88 | 1924 | WAT | 1 | 2004 | 72.75 |  | 20 | 1455
Village of Rantoul - (IL) | Rantoul | IL | IC | RE | 1.5 | 7 | 1964 | DFO | 10 | 2012
Raton Public Service Company | Raton | NM | ST | RE | 1.5 | 9 | 1937 | BIT | 12 | 1970
Raton Public Service Company | Raton | NM | ST | RE | 3.7 | 10 | 1951 | BIT | 12 | 1996
Raton Public Service Company | Raton | NM | ST | RE | 7.5 | 3 | 1961 | BIT | 1 | 2010
Rayonier Performance Fibers, LLC | Rayonier Jesup Mill | GA | ST | RE | 5 | 6 | 1954 | WDS | 6 | 2000
Rayonier Performance Fibers, LLC | Rayonier Fernandina Mill | FL | ST | RE | 5 | 12 | 1939 | RFO | 12 | 2005
City of Red Bud - (IL) | Red Bud | IL | IC | RE | 0.5 | 3 | 1948 | DFO | 10 | 2001
City of Red Bud - (IL) | Red Bud | IL | IC | RE | 1 | 9 | 1953 | DFO | 10 | 2001
Redwood Falls Public Util Comm | Redwood Falls | MN | HY | RE | 0.5 | 1 | 1930 | WAT | 12 | 2010 | 80.9167 |  | 0.5 | 40.4583
City of Rensselaer - (IN) | Rensselaer City Light Plant | IN | IC | RE | 3 | 1 | 1964 | DFO | 9 | 2003
NRG California South LP | Etiwanda Generating Station | CA | ST | RE | 123 | 7 | 1953 | NG | 10 | 2003
NRG California South LP | Etiwanda Generating Station | CA | ST | RE | 123 | 11 | 1953 | NG | 10 | 2003
NRG California South LP | Etiwanda Generating Station | CA | GT | RE | 138.1 | 1 | 1969 | NG | 12 | 2003
Resource Technology Corp | Biodyne Congress | IL | GT | RE | 5 | 9 | 2001 | LFG | 12 | 2006
Resource Technology Corp | Biodyne Congress | IL | GT | RE | 5 | 9 | 2001 | LFG | 12 | 2006
Resource Technology Corp | Biodyne Congress | IL | GT | RE | 5 | 12 | 2001 | LFG | 12 | 2006
Resource Technology Corp | Biodyne Lansing | IL | IC | RE | 0.6 | 7 | 1997 | LFG | 9 | 2006
Resource Technology Corp | Biodyne Lansing | IL | IC | RE | 0.7 | 7 | 1997 | NG | 9 | 2006
Resource Technology Corp | Biodyne Lansing | IL | IC | RE | 0.7 | 7 | 1997 | NG | 9 | 2006
Resource Technology Corp | Biodyne Springfield | IL | IC | RE | 0.6 | 2 | 1997 | LFG | 9 | 2006
Resource Technology Corp | Biodyne Springfield | IL | IC | RE | 0.6 | 2 | 1997 | LFG | 9 | 2006
Resource Technology Corp | Biodyne Springfield | IL | IC | RE | 0.6 | 2 | 1997 | LFG | 9 | 2006
Resource Technology Corp | Biodyne Springfield | IL | IC | RE | 0.6 | 2 | 1997 | LFG | 9 | 2006
Resource Technology Corp | Biodyne Springfield | IL | IC | RE | 0.6 | 2 | 1997 | LFG | 9 | 2006
Riverside County Waste Management Dept | RCWMD Badlands Landfill Gas Project | CA | IC | IP | 1.2 |  |  | LFG
Graphic Packaging International | Plant 31 Paper Mill | LA | ST | RE | 6 | 1 | 1928 | NG | 1 | 2011
Graphic Packaging International | Plant 31 Paper Mill | LA | ST | RE | 6 | 1 | 1930 | NG | 1 | 2011
Graphic Packaging International | Plant 31 Paper Mill | LA | ST | RE | 6 | 1 | 1948 | NG | 1 | 2011
Rochelle Municipal Utilities | North Ninth Street | IL | IC | RE | 1 | 6 | 1949 | NG | 10 | 2002
Rochelle Municipal Utilities | South Main Street | IL | ST | RE | 11.5 | 2 | 1962 | NG | 8 | 2003
Rochester Gas & Electric Corp | Rochester 3 | NY | GT | RE | 19 | 6 | 1969 | DFO | 12 | 2011
Rochester Gas & Electric Corp | Rochester 7 | NY | ST | RE | 46 | 11 | 1948 | BIT | 2 | 2008
Rochester Gas & Electric Corp | Rochester 7 | NY | ST | RE | 62.5 | 11 | 1950 | BIT | 3 | 2008
Rochester Gas & Electric Corp | Rochester 7 | NY | ST | RE | 62.5 | 9 | 1953 | BIT | 4 | 2008
Rochester Gas & Electric Corp | Rochester 7 | NY | ST | RE | 81.6 | 2 | 1957 | BIT | 3 | 2008
Saint Agnes Medical Center | Saint Agnes Medical Center | CA | IC | RE | 0.7 | 5 | 1983 | NG | 6 | 2000
City of San Antonio - (TX) | Mission Road | TX | ST | RE | 113.6 | 6 | 1958 | NG | 10 | 2003
City of San Antonio - (TX) | W B Tuttle | TX | ST | RE | 75 | 6 | 1954 | NG | 3 | 2011
City of San Antonio - (TX) | W B Tuttle | TX | ST | RE | 113.6 | 12 | 1956 | NG | 10 | 2007
City of San Antonio - (TX) | W B Tuttle | TX | ST | RE | 113.6 | 3 | 1961 | NG | 3 | 2011
City of San Antonio - (TX) | W B Tuttle | TX | ST | RE | 191.7 | 3 | 1963 | NG | 3 | 2011
San Diego Gas & Electric Co | Silver Gate | CA | ST | RE | 40 | 1 | 1943 | DFO | 1 | 1985
San Diego Gas & Electric Co | Silver Gate | CA | ST | RE | 69 | 5 | 1948 | DFO | 1 | 1985
San Diego Gas & Electric Co | Silver Gate | CA | ST | RE | 69 | 8 | 1950 | DFO | 1 | 1985
San Diego Gas & Electric Co | Silver Gate | CA | ST | RE | 69 | 9 | 1952 | DFO | 1 | 1985
City & County of San Francisco | San Francisco Electric Reliability Proj | CA | GT | IP | 50.5 |  |  | NG
City & County of San Francisco | San Francisco Electric Reliability Proj | CA | GT | IP | 50.5 |  |  | NG
City & County of San Francisco | San Francisco Electric Reliability Proj | CA | GT | IP | 50.5 |  |  | NG
City & County of San Francisco | San Francisco Intl Airport Ct Project | CA | GT | IP | 48 |  |  | NG
San Diego State University | San Diego State University | CA | CT | RE | 2.5 | 1 | 1986 | NG | 12 | 2002
Sappi Cloquet LLC | Sappi Cloquet Mill | MN | ST | RE | 2 | 1 | 1925 | BLQ | 1 | 1988
San Jose/Santa Clara Water P C | SJ/SC WPCP | CA | IC | RE | 0.8 | 2 | 1953 | OBG | 2 | 2008
San Jose/Santa Clara Water P C | SJ/SC WPCP | CA | IC | RE | 1.8 | 3 | 1963 | OBG | 3 | 2008
S D Warren Co.- Westbrook | S D Warren Westbrook | ME | ST | RE | 10 | 3 | 1965 | WDS | 6 | 1999
City of Seaford- (DE) | Seaford | DE | IC | RE | 1.4 | 1 | 1958 | DFO | 11 | 2011
City of Seaford- (DE) | Seaford | DE | IC | RE | 1.4 | 1 | 1954 | DFO | 11 | 2011
City of Seaford- (DE) | Seaford | DE | IC | RE | 1.1 | 1 | 1950 | DFO | 11 | 2011
City of Seaford- (DE) | Seaford | DE | IC | RE | 0.8 | 88 | 1947 | DFO | 12 | 2001
City of Seaford- (DE) | Seaford | DE | IC | RE | 2 | 1 | 1962 | DFO | 11 | 2011
City of Seaford- (DE) | Seaford | DE | IC | RE | 1.1 | 2 | 1989 | DFO | 11 | 2011
City of Seward - (AK) | Seward | AK | IC | RE | 1.5 | 4 | 1965 | DFO | 9 | 2009
City of Seward - (AK) | Seward | AK | IC | RE | 1.5 | 4 | 1965 | DFO | 9 | 2009
City of Shelby - (OH) | Shelby Municipal Light Plant | OH | ST | RE | 5 | 4 | 1948 | BIT | 4 | 2012
Sherman Hospital | Sherman Hospital | IL | IC | RE | 0.8 | 11 | 1989 | NG | 4 | 2012
Sherman Hospital | Sherman Hospital | IL | IC | RE | 0.8 | 11 | 1989 | NG | 4 | 2012
Shell Oil Co-Deer Park | Shell Deer Park | TX | ST | RE | 5 | 6 | 1943 | PUR | 12 | 1986
Sierra Pacific Industries Inc | Sierra Pacific Lincoln Facility | CA | ST | RE | 11.5 | 6 | 1997 | WDS | 3 | 2004
Sierra Pacific Industries Inc | Sierra Pacific Lincoln Facility | CA | ST | RE | 1.5 | 2 | 1999 | WDS | 5 | 2004
Sierra Pacific Industries Inc | Sierra Pacific Loyalton Facility | CA | ST | RE | 20 | 9 | 1989 | WDS | 8 | 2010
Sierra Pacific Industries Inc | SPI - Everett | WA | ST | IP | 28 |  |  | WDS
Sierra Pacific Power Co | Tracy | NV | GT | RE | 12.5 | 8 | 1961 | DFO | 12 | 2010
Sierra Pacific Power Co | Tracy | NV | GT | RE | 12.5 | 1 | 1962 | DFO | 12 | 2010
Sierra Pacific Power Co | Battle Mountain | NV | IC | RE | 2 | 1 | 1967 | DFO | 1 | 2011
Sierra Pacific Power Co | Battle Mountain | NV | IC | RE | 2 | 1 | 1967 | DFO | 1 | 2011
Sierra Pacific Power Co | Battle Mountain | NV | IC | RE | 2 | 1 | 1967 | DFO | 1 | 2011
Sierra Pacific Power Co | Battle Mountain | NV | IC | RE | 2 | 1 | 1967 | DFO | 1 | 2011
Sierra Pacific Power Co | Fallon | NV | IC | RE | 2 | 1 | 1966 | DFO | 12 | 1998
Sierra Pacific Power Co | Farad | CA | HY | RE | 1.4 | 1 | 1933 | WAT | 5 | 2006 | 73.3333 |  | 1.4 | 102.6667
Sierra Pacific Power Co | Farad | CA | HY | RE | 1.4 | 1 | 1933 | WAT | 5 | 2006 | 73.3333 |  | 1.4 | 102.6667
Sierra Pacific Power Co | Portola | CA | IC | RE | 2 | 1 | 1965 | DFO | 1 | 2007
Sierra Pacific Power Co | Portola | CA | IC | RE | 2 | 1 | 1965 | DFO | 1 | 2007
Sierra Pacific Power Co | Portola | CA | IC | RE | 2 | 1 | 1965 | DFO | 1 | 2007
Sierra Pacific Power Co | Valley Road | NV | IC | RE | 2 | 1 | 1960 | DFO | 1 | 2011
Sierra Pacific Power Co | Valley Road | NV | IC | RE | 2 | 1 | 1960 | DFO | 1 | 2011
Sierra Pacific Power Co | Valley Road | NV | IC | RE | 2 | 1 | 1960 | DFO | 1 | 2011
Sierra Pacific Power Co | Winnemucca | NV | GT | RE | 14.9 | 1 | 1970 | NG | 1 | 2011
City of Sikeston - (MO) | Coleman | MO | IC | RE | 2 | 6 | 1965 | DFO | 6 | 2011
City of Sikeston - (MO) | Coleman | MO | IC | RE | 2.3 | 6 | 1967 | DFO | 6 | 2011
NRG REMA LLC | Sayreville | NJ | ST | RE | 125 | 4 | 1955 | DFO | 2 | 2004
NRG REMA LLC | Sayreville | NJ | ST | RE | 125 | 10 | 1958 | NG | 2 | 2004
NRG REMA LLC | Warren | PA | ST | RE | 42 | 9 | 1948 | BIT | 9 | 2002
NRG REMA LLC | Warren | PA | ST | RE | 42 | 3 | 1949 | BIT | 9 | 2002
NRG REMA LLC | Wayne | PA | GT | RE | 53 | 8 | 1972 | DFO | 2 | 2004
Sleepy Eye Public Utility Comm | Sleepy Eye | MN | IC | RE | 1.5 | 7 | 1961 | DFO | 6 | 2010
South Oak Hospital | South Oaks Hospital | NY | IC | RE | 0.6 | 6 | 1990 | NG | 12 | 2005
South Oak Hospital | South Oaks Hospital | NY | IC | RE | 0.6 | 6 | 1990 | NG | 10 | 2006
South Carolina Electric&Gas Co | Burton | SC | GT | RE | 11.5 | 10 | 1961 | NG | 1 | 2008
South Carolina Electric&Gas Co | Burton | SC | GT | RE | 11.5 | 8 | 1963 | NG | 1 | 2008
South Carolina Electric&Gas Co | Burton | SC | GT | RE | 11.5 | 8 | 1963 | NG | 1 | 2008
South Carolina Electric&Gas Co | Canadys Steam | SC | ST | RE | 136 | 4 | 1962 | BIT | 12 | 2012
South Carolina Electric&Gas Co | Faber Place | SC | GT | RE | 11.5 | 10 | 1961 | NG | 1 | 2008
South Carolina Electric&Gas Co | NA 1 | SC | GT | IP | 170 |  |  | NG
South Carolina Electric&Gas Co | NA 5 | SC | GT | IP | 170 |  |  | NG
South Carolina Electric&Gas Co | NA 8 | SC | GT | IP | 170 |  |  | NG
South Carolina Public Service Authority | Dolphus M Grainger | SC | ST | RE | 81.6 | 6 | 1966 | BIT | 12 | 2012
South Carolina Public Service Authority | Dolphus M Grainger | SC | ST | RE | 81.6 | 6 | 1966 | BIT | 12 | 2012
South Carolina Public Service Authority | Jefferies | SC | ST | RE | 172.8 | 1 | 1970 | BIT | 12 | 2012
South Carolina Public Service Authority | Jefferies | SC | ST | RE | 172.8 | 1 | 1970 | BIT | 12 | 2012
South Carolina Public Service Authority | John S Rainey | SC | GT | IP | 170 |  |  | NG
South Carolina Public Service Authority | John S Rainey | SC | CT | IP | 170 |  |  | NG
South Carolina Public Service Authority | John S Rainey | SC | CT | IP | 170 |  |  | NG
South Carolina Public Service Authority | John S Rainey | SC | CA | IP | 190 |  |  | NG
South Carolina Public Service Authority | Sediver | SC | CT | IP | 165 |  |  | NG
South Carolina Public Service Authority | Sediver | SC | CT | IP | 165 |  |  | NG
South Carolina Public Service Authority | Sediver | SC | CA | IP | 190 |  |  | NG
South Carolina Public Service Authority | Horry Land Fill Gas Site | SC | IC | IP | 1.1 |  |  | LFG
South Carolina Public Service Authority | Cornell Dubilier | SC | IC | RE | 2.9 | 7 | 2003 | DFO | 5 | 2009
South Houston Green Power LP | Power Station 3 | TX | CA | RE | 22 | 1 | 1964 | NG | 12 | 2004
South Houston Green Power LP | Power Station 3 | TX | CA | RE | 22 | 1 | 1964 | NG | 12 | 2004
South Houston Green Power LP | Power Station 3 | TX | CT | RE | 15.6 | 1 | 1964 | NG | 12 | 2004
South Houston Green Power LP | Power Station 3 | TX | CA | RE | 22 | 1 | 1966 | NG | 12 | 2004
South Houston Green Power LP | Power Station 3 | TX | CT | RE | 15.6 | 1 | 1966 | NG | 12 | 2004
South Houston Green Power LP | Power Station 3 | TX | CT | RE | 20.7 | 1 | 1978 | NG | 12 | 2004
South Mississippi El Pwr Assn | Batesville Generation Facility | MS | CT | IP | 292 |  |  | NG
City of South Norwalk - (CT) | South Norwalk Electric | CT | IC | RE | 5 | 11 | 1972 | DFO | 12 | 2004
City of South Norwalk - (CT) | South Norwalk Electric | CT | IC | RE | 2 | 11 | 1940 | DFO | 12 | 2004
City of South Norwalk - (CT) | South Norwalk Electric | CT | IC | RE | 2 | 3 | 1942 | DFO | 12 | 2004
City of South Norwalk - (CT) | South Norwalk Electric | CT | IC | RE | 3.3 | 11 | 1951 | DFO | 12 | 2004
City of South Norwalk - (CT) | South Norwalk Electric | CT | IC | RE | 4 | 3 | 1960 | DFO | 12 | 2004
City of South Norwalk - (CT) | South Norwalk Electric | CT | GT | RE | 22.8 | 6 | 2003 | DFO | 10 | 2003
Southern California Edison Co | Mountainview Generating Station | CA | ST | RE | 65.3 | 8 | 1957 | NG | 12 | 2002
Southern California Edison Co | Mountainview Generating Station | CA | ST | RE | 65.3 | 7 | 1958 | NG | 12 | 2002
Southern California Edison Co | Mohave | NV | ST | RE | 818.1 | 4 | 1971 | SUB | 7 | 2012
Southern California Edison Co | Mohave | NV | ST | RE | 818.1 | 10 | 1971 | SUB | 7 | 2012
Southern California Edison Co | Pebbly Beach | CA | GT | IP | 0.1 | 12 | 2011 | PG
Southern California Edison Co | Pebbly Beach | CA | GT | IP | 0.1 | 12 | 2011 | PG
Southern California Edison Co | Solar Photovoltaic Project #01 | CA | PV | RE | 0.5 | 11 | 2008 | SUN | 11 | 2011
Southern California Edison Co | Solar Photovoltaic Project #01 | CA | PV | RE | 0.5 | 11 | 2008 | SUN | 11 | 2011
Southern California Edison Co | Solar Photovoltaic Project #01 | CA | PV | RE | 0.5 | 11 | 2008 | SUN | 11 | 2011
Southern California Edison Co | Solar Photovoltaic Project #01 | CA | PV | RE | 0.5 | 11 | 2008 | SUN | 11 | 2011
Southern California Edison Co | Solar Photovoltaic Project #24 | CA | PV | IP | 0.5 |  |  | SUN
Southern California Edison Co | Solar Photovoltaic Project #24 | CA | PV | IP | 0.5 |  |  | SUN
Southern California Edison Co | Solar Photovoltaic Project #24 | CA | PV | IP | 0.5 |  |  | SUN
Southern California Edison Co | Solar Photovoltaic Project #24 | CA | PV | IP | 0.5 |  |  | SUN
Southern California Edison Co | Solar Photovoltaic Project #24 | CA | PV | IP | 0.5 |  |  | SUN
Southern California Edison Co | Solar Photovoltaic Project #24 | CA | PV | IP | 0.5 |  |  | SUN
Southern California Edison Co | Solar Photovoltaic Project #24 | CA | PV | IP | 0.5 |  |  | SUN
Southern California Edison Co | Solar Photovoltaic Project #24 | CA | PV | IP | 0.5 |  |  | SUN
Southern California Edison Co | Solar Photovoltaic Project #04 | CA | PV | IP | 0.5 |  |  | SUN
Southern California Edison Co | Solar Photovoltaic Project #04 | CA | PV | IP | 0.5 |  |  | SUN
Southern California Edison Co | Solar Photovoltaic Project #04 | CA | PV | IP | 0.5 |  |  | SUN
Southern California Edison Co | Solar Photovoltaic Project #08 | CA | PV | IP | 0.5 |  |  | SUN
Southern California Edison Co | Solar Photovoltaic Project #09 | CA | PV | IP | 0.5 |  |  | SUN
Southern California Edison Co | Solar Photovoltaic Project #10 | CA | PV | IP | 0.5 |  |  | SUN
Southern California Edison Co | Solar Photovoltaic Project #12 | CA | PV | IP | 0.5 |  |  | SUN
Southern California Edison Co | Solar Photovoltaic Project #14 | CA | PV | IP | 0.5 |  |  | SUN
Southern California Edison Co | Solar Photovoltaic Project #14 | CA | PV | IP | 0.5 |  |  | SUN
Southern California Edison Co | Solar Photovoltaic Project #14 | CA | PV | IP | 0.5 |  |  | SUN
Southern California Edison Co | Solar Photovoltaic Project #17 | CA | PV | IP | 0.5 |  |  | SUN
Southern California Edison Co | Solar Photovoltaic Project #18 | CA | PV | IP | 0.5 |  |  | SUN
Southern California Edison Co | Solar Photovoltaic Project #19 | CA | PV | IP | 1 |  |  | SUN
Southern California Edison Co | Solar Photovoltaic Project #19 | CA | PV | IP | 0.5 |  |  | SUN
Southern California Edison Co | Solar Photovoltaic Project #19 | CA | PV | IP | 0.5 |  |  | SUN
Southern California Edison Co | Solar Photovoltaic Project #19 | CA | PV | IP | 0.5 |  |  | SUN
Southern California Edison Co | Solar Photovoltaic Project #19 | CA | PV | IP | 0.5 |  |  | SUN
Southern California Edison Co | Solar Photovoltaic Project #19 | CA | PV | IP | 0.5 |  |  | SUN
Southern California Edison Co | Solar Photovoltaic Project #19 | CA | PV | IP | 0.5 |  |  | SUN
Southern California Edison Co | Solar Photovoltaic Project #19 | CA | PV | IP | 0.5 |  |  | SUN
Southern California Edison Co | Solar Photovoltaic Project #19 | CA | PV | IP | 0.5 |  |  | SUN
Southern California Edison Co | Solar Photovoltaic Project #20 | CA | PV | IP | 0.5 |  |  | SUN
Southern California Edison Co | Solar Photovoltaic Project #20 | CA | PV | IP | 0.5 |  |  | SUN
Southern California Edison Co | Solar Photovoltaic Project #20 | CA | PV | IP | 0.5 |  |  | SUN
Southern California Edison Co | Solar Photovoltaic Project #20 | CA | PV | IP | 0.5 |  |  | SUN
Southern California Edison Co | Solar Photovoltaic Project #20 | CA | PV | IP | 0.5 |  |  | SUN
Southern California Edison Co | Solar Photovoltaic Project #20 | CA | PV | IP | 0.5 |  |  | SUN
Southern California Edison Co | Solar Photovoltaic Project #20 | CA | PV | IP | 0.5 |  |  | SUN
Southern California Edison Co | Solar Photovoltaic Project #21 | CA | PV | IP | 0.5 |  |  | SUN
Southern California Edison Co | Solar Photovoltaic Project #21 | CA | PV | IP | 0.5 |  |  | SUN
Southern California Edison Co | Solar Photovoltaic Project #21 | CA | PV | IP | 0.5 |  |  | SUN
Southern California Edison Co | Solar Photovoltaic Project #21 | CA | PV | IP | 0.5 |  |  | SUN
Southern California Edison Co | Solar Photovoltaic Project #21 | CA | PV | IP | 0.5 |  |  | SUN
Southern California Edison Co | Solar Photovoltaic Project #23 | CA | PV | IP | 0.5 |  |  | SUN
Southern California Edison Co | Solar Photovoltaic Project #27 | CA | PV | IP | 0.5 |  |  | SUN
Southern California Edison Co | Solar Photovoltaic Project #27 | CA | PV | IP | 0.5 |  |  | SUN
Southern California Edison Co | Solar Photovoltaic Project #28 | CA | PV | IP | 0.5 |  |  | SUN
Southern California Edison Co | Solar Photovoltaic Project #25 | CA | PV | IP | 0.5 |  |  | SUN
Southern California Edison Co | Solar Photovoltaic Project #25 | CA | PV | IP | 0.5 |  |  | SUN
Southern California Edison Co | Solar Photovoltaic Project #25 | CA | PV | IP | 0.5 |  |  | SUN
Southern California Edison Co | Solar Photovoltaic Project #25 | CA | PV | IP | 0.5 |  |  | SUN
Southern California Edison Co | Solar Photovoltaic Project #25 | CA | PV | IP | 0.5 |  |  | SUN
Southern California Edison Co | Solar Photovoltaic Project #25 | CA | PV | IP | 0.5 |  |  | SUN
Southern California Edison Co | Solar Photovoltaic Project #25 | CA | PV | IP | 0.5 |  |  | SUN
Southern California Edison Co | Solar Photovoltaic Project #25 | CA | PV | IP | 0.5 |  |  | SUN
Southern California Edison Co | Solar Photovoltaic Project #25 | CA | PV | IP | 0.5 |  |  | SUN
Southern California Edison Co | Solar Photovoltaic Project #30 | CA | PV | IP | 0.5 |  |  | SUN
Southern California Edison Co | Solar Photovoltaic Project #30 | CA | PV | IP | 0.5 |  |  | SUN
Southern California Edison Co | Solar Photovoltaic Project #30 | CA | PV | IP | 0.5 |  |  | SUN
Southern California Edison Co | Solar Photovoltaic Project #31 | CA | PV | IP | 0.5 |  |  | SUN
Southern California Edison Co | Solar Photovoltaic Project #31 | CA | PV | IP | 0.5 |  |  | SUN
Southern California Edison Co | SPVP #35 | CA | PV | IP | 0.5 |  |  | SUN
Southern California Edison Co | SPVP #35 | CA | PV | IP | 0.5 |  |  | SUN
Southern California Edison Co | SPVP #35 | CA | PV | IP | 0.5 |  |  | SUN
Southern California Edison Co | SPVP #35 | CA | PV | IP | 0.5 |  |  | SUN
Southern California Edison Co | SPVP #35 | CA | PV | IP | 0.5 |  |  | SUN
Southern California Edison Co | SPVP #35 | CA | PV | IP | 0.5 |  |  | SUN
Southern California Edison Co | SPVP #35 | CA | PV | IP | 0.5 |  |  | SUN
Southern California Edison Co | SPVP #35 | CA | PV | IP | 0.5 |  |  | SUN
Southern California Edison Co | SPVP #35 | CA | PV | IP | 0.5 |  |  | SUN
Southern California Edison Co | SPVP #35 | CA | PV | IP | 0.5 |  |  | SUN
Southern California Edison Co | SPVP #35 | CA | PV | IP | 0.5 |  |  | SUN
Southern California Edison Co | SPVP #35 | CA | PV | IP | 0.5 |  |  | SUN
Southern California Edison Co | SPVP #35 | CA | PV | IP | 0.5 |  |  | SUN
Southern California Edison Co | SPVP #35 | CA | PV | IP | 0.5 |  |  | SUN
Southern California Edison Co | Solar Photovoltaic Project #40 | CA | PV | IP | 0.5 |  |  | SUN
Southern California Edison Co | Solar Photovoltaic Project #40 | CA | PV | IP | 0.5 |  |  | SUN
Southern California Edison Co | Solar Photovoltaic Project #40 | CA | PV | IP | 0.5 |  |  | SUN
Southern California Edison Co | Solar Photovoltaic Project #40 | CA | PV | IP | 0.5 |  |  | SUN
Southern California Edison Co | Solar Photovoltaic Project #40 | CA | PV | IP | 0.5 |  |  | SUN
Southern California Edison Co | Solar Photovoltaic Project #40 | CA | PV | IP | 0.5 |  |  | SUN
Southern California Edison Co | Solar Photovoltaic Project #40 | CA | PV | IP | 0.5 |  |  | SUN
Southern California Edison Co | Solar Photovoltaic Project #40 | CA | PV | IP | 0.5 |  |  | SUN
Southern California Edison Co | Solar Photovoltaic Project #40 | CA | PV | IP | 0.5 |  |  | SUN
Southern California Edison Co | Solar Photovoltaic Project #40 | CA | PV | IP | 0.5 |  |  | SUN
Southern California Edison Co | Solar Photovoltaic Project #40 | CA | PV | IP | 0.5 |  |  | SUN
Southern California Edison Co | Solar Photovoltaic Project #40 | CA | PV | IP | 0.5 |  |  | SUN
Southern California Edison Co | Solar Photovoltaic Project #40 | CA | PV | IP | 0.5 |  |  | SUN
Southern California Edison Co | Solar Photovoltaic Project #40 | CA | PV | IP | 0.5 |  |  | SUN
Southern California Edison Co | Solar Photovoltaic Project #40 | CA | PV | IP | 0.5 |  |  | SUN
Southern California Edison Co | Solar Photovoltaic Project #40 | CA | PV | IP | 0.5 |  |  | SUN
Southern California Edison Co | Solar Photovoltaic Project #40 | CA | PV | IP | 0.5 |  |  | SUN
Southern California Edison Co | Solar Photovoltaic Project #40 | CA | PV | IP | 0.5 |  |  | SUN
Southern California Edison Co | Solar Photovoltaic Project #40 | CA | PV | IP | 0.5 |  |  | SUN
Southern California Edison Co | Solar Photovoltaic Project #40 | CA | PV | IP | 0.5 |  |  | SUN
Southern California Edison Co | Solar Photovoltaic Project #41 | CA | PV | IP | 0.5 |  |  | SUN
Southern California Edison Co | Solar Photovoltaic Project #41 | CA | PV | IP | 0.5 |  |  | SUN
Southern California Edison Co | Solar Photovoltaic Project #41 | CA | PV | IP | 0.5 |  |  | SUN
Southern California Edison Co | Solar Photovoltaic Project #41 | CA | PV | IP | 0.5 |  |  | SUN
Southern California Edison Co | Solar Photovoltaic Project #41 | CA | PV | IP | 0.5 |  |  | SUN
Southern California Edison Co | Solar Photovoltaic Project #41 | CA | PV | IP | 0.5 |  |  | SUN
Southern California Edison Co | Solar Photovoltaic Project #41 | CA | PV | IP | 0.5 |  |  | SUN
Southern California Edison Co | Solar Photovoltaic Project #41 | CA | PV | IP | 0.5 |  |  | SUN
Southern California Edison Co | Solar Photovoltaic Project #41 | CA | PV | IP | 0.5 |  |  | SUN
Southern California Edison Co | Solar Photovoltaic Project #41 | CA | PV | IP | 0.5 |  |  | SUN
Southern California Edison Co | Solar Photovoltaic Project #41 | CA | PV | IP | 0.5 |  |  | SUN
Southern California Edison Co | Solar Photovoltaic Project #41 | CA | PV | IP | 0.5 |  |  | SUN
Southern California Edison Co | Solar Photovoltaic Project #41 | CA | PV | IP | 0.5 |  |  | SUN
Southern California Edison Co | Solar Photovoltaic Project #41 | CA | PV | IP | 0.5 |  |  | SUN
Southern California Edison Co | Solar Photovoltaic Project #41 | CA | PV | IP | 0.5 |  |  | SUN
Southern California Edison Co | Solar Photovoltaic Project #41 | CA | PV | IP | 0.5 |  |  | SUN
Southern California Edison Co | Solar Photovoltaic Project #41 | CA | PV | IP | 0.5 |  |  | SUN
Southern California Edison Co | Solar Photovoltaic Project #41 | CA | PV | IP | 0.5 |  |  | SUN
Southern California Edison Co | Solar Photovoltaic Project #41 | CA | PV | IP | 0.5 |  |  | SUN
Southern California Edison Co | Solar Photovoltaic Project #41 | CA | PV | IP | 0.5 |  |  | SUN
Southern California Edison Co | Solar Photovoltaic Project #45 | CA | PV | IP | 0.5 |  |  | SUN
Southern California Edison Co | Solar Photovoltaic Project #45 | CA | PV | IP | 0.5 |  |  | SUN
Southern California Edison Co | Solar Photovoltaic Project #45 | CA | PV | IP | 0.5 |  |  | SUN
Southern California Edison Co | Solar Photovoltaic Project #45 | CA | PV | IP | 0.5 |  |  | SUN
Southern California Edison Co | Solar Photovoltaic Project #45 | CA | PV | IP | 0.5 |  |  | SUN
Southern California Edison Co | Solar Photovoltaic Project #45 | CA | PV | IP | 0.5 |  |  | SUN
Southern California Edison Co | Solar Photovoltaic Project #45 | CA | PV | IP | 0.5 |  |  | SUN
Southern California Edison Co | Solar Photovoltaic Project #45 | CA | PV | IP | 0.5 |  |  | SUN
Southern California Edison Co | Solar Photovoltaic Project #45 | CA | PV | IP | 0.5 |  |  | SUN
Southern California Edison Co | Solar Photovoltaic Project #45 | CA | PV | IP | 0.5 |  |  | SUN
Southern California Edison Co | Solar Photovoltaic Project #45 | CA | PV | IP | 0.5 |  |  | SUN
Southern California Edison Co | Solar Photovoltaic Project #45 | CA | PV | IP | 0.5 |  |  | SUN
Southern California Edison Co | Solar Photovoltaic Project #47 | CA | PV | IP | 0.5 |  |  | SUN
Southern California Edison Co | Solar Photovoltaic Project #47 | CA | PV | IP | 0.5 |  |  | SUN
Southern California Edison Co | SPVP #46 | CA | PV | IP | 0.5 |  |  | SUN
Southern California Edison Co | SPVP #46 | CA | PV | IP | 0.5 |  |  | SUN
Southern California Edison Co | SPVP #46 | CA | PV | IP | 0.5 |  |  | SUN
Southern California Edison Co | SPVP #46 | CA | PV | IP | 0.5 |  |  | SUN
Southern California Edison Co | SPVP #46 | CA | PV | IP | 0.5 |  |  | SUN
Southern California Edison Co | SPVP #46 | CA | PV | IP | 0.5 |  |  | SUN
Southern California Edison Co | SPVP #46 | CA | PV | IP | 0.5 |  |  | SUN
Southern Indiana Gas & Elec Co | F B Culley | IN | ST | RE | 46 | 6 | 1955 | BIT | 12 | 2006
Southern Power Co | H Allen Franklin Combined Cycle | AL | CT | IP | 203.1 |  |  | NG
Southern Power Co | H Allen Franklin Combined Cycle | AL | CT | IP | 203.1 |  |  | NG
Southern Power Co | H Allen Franklin Combined Cycle | AL | CA | IP | 281.9 |  |  | NG
Southern Power Co | E B Harris Electric Generating Plant | AL | CC | IP | 615 |  |  | NG
Southern Power Co | E B Harris Electric Generating Plant | AL | CC | IP | 615 |  |  | NG
Southern Power Co | Nacogdoches Power | TX | CT | IP | 195 |  |  | NG
Southern Power Co | Nacogdoches Power | TX | CT | IP | 190 |  |  | NG
Southern Power Co | Nacogdoches Power | TX | CT | IP | 190 |  |  | NG
Southern Power Co | Nacogdoches Power | TX | CA | IP | 100 |  |  | NG
Southern Power Co | Nacogdoches Power | TX | CA | IP | 114 |  |  | NG
Southern Power Co | Nacogdoches Power | TX | CA | IP | 136 |  |  | NG
Southern Power Co | Curtis H Stanton Energy Center | FL | CT | IP | 197 |  |  | SGC
Southern Power Co | Curtis H Stanton Energy Center | FL | CA | IP | 132 |  |  | SGC
Southern Power Co | Cleveland Cnty Generating Facility | NC | GT | IP | 184 |  |  | NG
Southern Power Co | Cleveland Cnty Generating Facility | NC | GT | IP | 184 |  |  | NG
Southern Power Co | Cleveland Cnty Generating Facility | NC | GT | IP | 184 |  |  | NG
Southern Power Co | Cleveland Cnty Generating Facility | NC | GT | IP | 184 |  |  | NG
Spartanburg Commissioners PW | Spartanburg Water System | SC | IC | RE | 1.6 | 1 | 1998 | DFO | 6 | 2011
Southwestern Electric Power Co | Genova Arkansas I LLC | AR | CT | IP | 185.7 |  |  | NG
Southwestern Electric Power Co | Genova Arkansas I LLC | AR | CT | IP | 185.7 |  |  | NG
Southwestern Electric Power Co | Genova Arkansas I LLC | AR | CA | IP | 260 |  |  | NG
Southwestern Public Service Co | Tucumcari | NM | IC | RE | 1 | 1 | 1975 | DFO | 12 | 2010
Southwestern Public Service Co | Tucumcari | NM | IC | RE | 2.2 | 1 | 1959 | DFO | 2 | 2006
Southwestern Public Service Co | Tucumcari | NM | IC | RE | 1 | 0 | 1951 | DFO | 2 | 2006
Southwestern Public Service Co | Tucumcari | NM | IC | RE | 4.1 | 1 | 1964 | DFO | 2 | 2006
Southwestern Public Service Co | Tucumcari | NM | IC | RE | 3 | 1 | 1968 | DFO | 2 | 2006
Southwestern Public Service Co | Tucumcari | NM | IC | RE | 4.8 | 1 | 1977 | DFO | 12 | 2010
Southwestern Public Service Co | Riverview | TX | GT | RE | 28.6 | 5 | 1974 | NG | 9 | 2012
Southwestern Public Service Co | Celanese | TX | OT | RE | 13 | 1 | 1964 | OTH | 12 | 2010
Southwestern Public Service Co | Celanese | TX | ST | RE | 37 | 1 | 1979 | PUR | 12 | 2010
Spring Valley Pub Utils Comm | Spring Valley | MN | IC | RE | 0.8 | 1 | 1949 | DFO | 1 | 2007
City of Springfield - (IL) | Lakeside | IL | ST | RE | 37.5 | 4 | 1961 | BIT | 10 | 2009
City of Springfield - (IL) | Lakeside | IL | ST | RE | 37.5 | 12 | 1965 | BIT | 10 | 2009
City Utilities of Springfield - (MO) | Main Street | MO | GT | RE | 15.3 | 1 | 1968 | DFO | 10 | 2010
Springfield Public Utils Comm - (MN) | Springfield | MN | ST | RE | 4 | 88 | 1961 | NG | 12 | 2002
City of Springville | Bartholomew | UT | HY | RE | 0.5 | 10 | 1948 | WAT | 1 | 2010 | 61.25 |  | 0.5 | 30.625
City of St George | Bloomington Power Plant | UT | IC | RE | 1.7 | 3 | 1999 | DFO | 3 | 2010
City of St. John - (KS) | St John | KS | IC | RE | 0.9 | 88 | 1952 | DFO | 12 | 2005
City of St Marys - (OH) | St Marys | OH | ST | RE | 6 | 1 | 1957 | BIT | 12 | 2007
City of St Marys - (OH) | St Marys | OH | ST | RE | 10 | 4 | 1967 | BIT | 12 | 2007
City of St Marys - (OH) | St Marys | OH | GT | RE | 0.8 | 9 | 1967 | DFO | 12 | 2007
City of Stafford - (KS) | Stafford | KS | IC | RE | 0.9 | 9 | 1960 | DFO | 9 | 2011
St Vincent's Medical Center | St Vincents Medical Center | FL | GT | RE | 1.3 | 11 | 1991 | NG | 9 | 2012
City of Stanberry | Stanberry | MO | IC | RE | 0.3 | 99 | 1945 | DFO | 1 | 2002
City of Stanberry | Stanberry | MO | IC | RE | 0.3 | 99 | 1953 | DFO | 1 | 2002
State of Rhode Island | Central Power Plant | RI | ST | RE | 0.7 | 6 | 1932 | RFO | 1 | 2004
State of Wisconsin | Capitol Heat and Power | WI | ST | RE | 1.5 | 10 | 1963 | NG | 5 | 2011
State of Wisconsin | Capitol Heat and Power | WI | ST | RE | 1.5 | 5 | 1964 | NG | 5 | 2011
State of Wisconsin | UW Madison Charter Street Plant | WI | ST | IP | 22 |  |  | WDS
State Line Energy LLC | State Line Energy | IN | ST | RE | 124.9 | 12 | 1955 | SUB | 3 | 2012
State Line Energy LLC | State Line Energy | IN | ST | RE | 100 | 12 | 1955 | SUB | 3 | 2012
State Line Energy LLC | State Line Energy | IN | ST | RE | 209.4 | 5 | 1962 | SUB | 3 | 2012
State Line Energy LLC | State Line Energy | IN | ST | RE | 179.5 | 5 | 1962 | SUB | 3 | 2012
City of Strawberry Point | Strawberry Point | IA | IC | RE | 0.9 | 0 | 1937 | DFO | 7 | 2001
City of Strawberry Point | Strawberry Point | IA | IC | RE | 0.9 | 99 | 1947 | DFO | 7 | 2001
City of Strawberry Point | Strawberry Point | IA | IC | RE | 1 | 99 | 1965 | DFO | 7 | 2001
City of Sturgis | Sturgis City Diesel Plant | MI | IC | RE | 1 | 88 | 1947 | DFO | 3 | 2008
City of Sturgis | Sturgis City Diesel Plant | MI | IC | RE | 1 | 88 | 1948 | DFO | 3 | 2008
City of Sturgis | Sturgis City Diesel Plant | MI | IC | RE | 1 | 88 | 1947 | DFO | 3 | 2007
City of Sturgis | Sturgis City Diesel Plant | MI | IC | RE | 1 | 88 | 1947 | DFO | 3 | 2007
Sutherland City of | Sutherland | NE | IC | RE | 0.2 | 1 | 1935 | DFO | 5 | 2002
City of Tacoma - (WA) | Steam plant | WA | ST | RE | 25 | 1 | 1990 | WDS | 12 | 2005
City of Tacoma - (WA) | Steam plant | WA | ST | RE | 25 | 12 | 1989 | WDS | 12 | 2005
City of Tallahassee - (FL) | Arvah B Hopkins | FL | CT | IP | 212.5 |  |  | NG
City of Tallahassee - (FL) | Arvah B Hopkins | FL | CT | IP | 50 |  |  | NG
Tampa Electric Co | Big Bend | FL | GT | RE | 18 | 2 | 1969 | DFO | 12 | 2008
Tampa Electric Co | Big Bend | FL | GT | RE | 78.7 | 11 | 1974 | DFO | 12 | 2008
Tampa Electric Co | Big Bend | FL | GT | RE | 78.7 | 11 | 1974 | DFO | 12 | 2008
Tampa Electric Co | Big Bend | FL | GT | IP | 62 |  |  | NG
Tampa Electric Co | Big Bend | FL | GT | IP | 62 |  |  | NG
Tampa Electric Co | F J Gannon | FL | ST | RE | 125 | 9 | 1957 | BIT | 1 | 2004
Tampa Electric Co | F J Gannon | FL | ST | RE | 125 | 11 | 1958 | BIT | 1 | 2004
Tampa Electric Co | F J Gannon | FL | ST | RE | 179.5 | 10 | 1960 | BIT | 12 | 2003
Tampa Electric Co | F J Gannon | FL | ST | RE | 187.5 | 11 | 1963 | BIT | 12 | 2003
Tampa Electric Co | F J Gannon | FL | GT | RE | 18 | 3 | 1969 | DFO | 7 | 2001
Tampa Electric Co | Hookers Point | FL | ST | RE | 33 | 7 | 1948 | RFO | 1 | 2003
Tampa Electric Co | Hookers Point | FL | ST | RE | 34.5 | 6 | 1950 | RFO | 1 | 2003
Tampa Electric Co | Hookers Point | FL | ST | RE | 34.5 | 8 | 1950 | RFO | 1 | 2003
Tampa Electric Co | Hookers Point | FL | ST | RE | 49 | 10 | 1953 | RFO | 1 | 2003
Tampa Electric Co | Hookers Point | FL | ST | RE | 81.6 | 5 | 1955 | RFO | 1 | 2003
Tampa Electric Co | Dinner Lake | FL | ST | RE | 12.6 | 12 | 1966 | NG | 1 | 2003
Tampa Electric Co | Phillips | FL | CA | RE | 3.6 | 6 | 1983 | RFO | 3 | 2006
Tampa Electric Co | Polk | FL | CC | IP | 600 | 1 | 2017 | NG
Tampa Electric Co | Polk | FL | GT | IP | 195.8 |  |  | NG
Tampa Electric Co | Polk | FL | GT | IP | 600 |  |  | NG
Tampa Electric Co | H L Culbreath Bayside Power Station | FL | GT | IP | 189.9 |  |  | NG
Tampa Electric Co | H L Culbreath Bayside Power Station | FL | GT | IP | 189.9 |  |  | NG
Tampa Electric Co | H L Culbreath Bayside Power Station | FL | GT | IP | 62 |  |  | NG
Tampa Electric Co | H L Culbreath Bayside Power Station | FL | GT | IP | 62 |  |  | NG
Tampa Electric Co | NA 1 |  | GT | IP | 195 |  |  | NG
Tampa Electric Co | Tampa Electric Co NA 2 | FL | GT | IP | 62 |  |  | NG
Tampa Electric Co | Tampa Electric Co NA 2 | FL | GT | IP | 62 |  |  | NG
Tampa Electric Co | Tampa Electric Co NA 2 | FL | GT | IP | 62 |  |  | NG
Tampa Electric Co | Tampa Electric Co NA 2 | FL | GT | IP | 178 |  |  | NG
Tampa Electric Co | Tampa Electric Co NA 2 | FL | GT | IP | 178 |  |  | NG
Tampa Electric Co | Tampa Electric Co NA 2 | FL | GT | IP | 62 |  |  | NG
Tampa Electric Co | Tampa Electric Co NA 3 | FL | GT | IP | 45 |  |  | NG
Tampa Electric Co | Tampa Electric Co NA 3 | FL | GT | IP | 54 |  |  | NG
Tampa Electric Co | Tampa Electric Co NA 4 | FL | GT | IP | 100 |  |  | NG
Tampa Electric Co | Tampa Electric Co NA 4 | FL | GT | IP | 100 |  |  | NG
Tennessee Valley Authority | John Sevier | TN | ST | RE | 200 | 7 | 1955 | BIT | 12 | 2012
Tennessee Valley Authority | John Sevier | TN | ST | RE | 200 | 9 | 1955 | BIT | 12 | 2012
Tennessee Valley Authority | Watts Bar Fossil | TN | ST | RE | 60 | 3 | 1942 | BIT | 12 | 2011
Tennessee Valley Authority | Watts Bar Fossil | TN | ST | RE | 60 | 2 | 1942 | BIT | 12 | 2011
Tennessee Valley Authority | Watts Bar Fossil | TN | ST | RE | 60 | 2 | 1943 | BIT | 12 | 2011
Tennessee Valley Authority | Watts Bar Fossil | TN | ST | RE | 60 | 4 | 1945 | BIT | 12 | 2011
Tennessee Valley Authority | Franklin | TN | CC | IP | 170 |  |  | NG
Tennessee Valley Authority | Franklin | TN | CC | IP | 170 |  |  | NG
Tennessee Valley Authority | Franklin | TN | CC | IP | 170 |  |  | NG
TPC Group, LLC | Texas Petrochemicals | TX | CT | IP | 105 |  |  | NG
TPC Group, LLC | Texas Petrochemicals | TX | CT | IP | 105 |  |  | NG
TPC Group, LLC | Texas Petrochemicals | TX | CA | IP | 420 |  |  | NG
Thunder Bay Power Co LLC | Four Mile Hydropower Project | MI | HY | IP | 0.1 |  |  | WAT
Thunder Bay Power Co LLC | Ninth Street Hydropower Project | MI | HY | IP | 0.4 |  |  | WAT
Tillotson Rubber Co Inc | Tillotson Rubber | NH | HY | RE | 0.1 | 6 | 1980 | WAT | 11 | 2011 | 31.4167 |  | 0.1 | 3.1417
Tillotson Rubber Co Inc | Tillotson Rubber | NH | IC | RE | 0.4 | 1 | 1960 | DFO | 11 | 2011
Tillotson Rubber Co Inc | Tillotson Rubber | NH | IC | RE | 0.6 | 1 | 1985 | DFO | 11 | 2011
Tillotson Rubber Co Inc | Tillotson Rubber | NH | ST | RE | 0.6 | 2 | 1996 | WDS | 11 | 2011
Tillotson Rubber Co Inc | Tillotson Rubber | NH | ST | RE | 0.7 | 3 | 1988 | WDS | 11 | 2011
City of Tipton - (IA) | Tipton | IA | IC | IP | 1.2 |  |  | DFO
Inside Passage Elec Coop, Inc | Angoon | AK | IC | RE | 0.4 | 6 | 1975 | DFO | 9 | 2008
Inside Passage Elec Coop, Inc | Hoonah | AK | IC | RE | 0.6 | 9 | 1977 | DFO | 6 | 2012
Inside Passage Elec Coop, Inc | Hoonah | AK | IC | RE | 0.8 | 3 | 1991 | DFO | 6 | 2012
Inside Passage Elec Coop, Inc | Kake | AK | IC | RE | 0.6 | 6 | 1984 | DFO | 1 | 2012
Inside Passage Elec Coop, Inc | Klawock | AK | IC | RE | 0.5 | 1 | 1970 | DFO | 7 | 1999
Inside Passage Elec Coop, Inc | Klawock | AK | IC | RE | 0.5 | 1 | 1970 | DFO | 7 | 1999
Inside Passage Elec Coop, Inc | Klawock | AK | IC | RE | 0.1 | 6 | 1955 | DFO | 7 | 1999
Inside Passage Elec Coop, Inc | Klawock | AK | IC | RE | 0.3 | 6 | 1977 | DFO | 7 | 1999
Inside Passage Elec Coop, Inc | Chilkat Valley | AK | IC | RE | 0.5 | 3 | 1991 | DFO | 10 | 2011
Thomson Corp | West Group Data Center | MN | IC | RE | 1.5 | 7 | 1990 | DFO | 6 | 2005
Thomson Corp | West Group Data Center | MN | IC | RE | 1.5 | 7 | 1990 | DFO | 6 | 2005
Thomson Corp | West Group Data Center | MN | IC | RE | 2 | 7 | 1990 | DFO | 6 | 2005
CPV Towantic, LLC | CPV Towantic Energy Center | CT | CT | IP | 193 |  |  | NG
CPV Towantic, LLC | CPV Towantic Energy Center | CT | CT | IP | 193 |  |  | NG
CPV Towantic, LLC | CPV Towantic Energy Center | CT | CA | IP | 198.2 |  |  | NG
Transcontinental Gas PL Corp | District 100 Transco Gas Pipe Line | AL | ST | RE | 0.8 | 6 | 1951 | WH | 7 | 2009
Transcontinental Gas PL Corp | District 100 Transco Gas Pipe Line | AL | ST | RE | 0.8 | 6 | 1951 | WH | 7 | 2009
Trafalgar Power Inc | Herkimer | NY | HY | RE | 0.4 | 12 | 1987 | WAT | 12 | 2001 | 14 |  | 0.4 | 5.6
Veolia Energy Trenton L.P | Veolia Energy Trenton L.P. | NJ | GT | IP | 4.6 |  |  | NG
Veolia Energy Trenton L.P | Veolia Energy Trenton L.P. | NJ | GT | IP | 4.6 |  |  | NG
Veolia Energy Trenton L.P | Veolia Energy Trenton L.P. | NJ | IC | RE | 6 | 12 | 1983 | NG | 1 | 2008
Trenton Municipal Utilities - (MO) | Trenton Diesel | MO | IC | RE | 1 | 1 | 1948 | DFO | 9 | 2011
Trenton Municipal Utilities - (MO) | Trenton Diesel | MO | IC | RE | 1.1 | 1 | 1952 | DFO | 7 | 2011
Trenton Municipal Utilities - (MO) | Trenton Diesel | MO | IC | RE | 1.3 | 88 | 1958 | DFO | 10 | 2010
Trenton Municipal Utilities - (MO) | Trenton Diesel | MO | IC | RE | 1 | 88 | 1966 | DFO | 8 | 2010
Colorado Energy Nations Company LLLP | Colorado Energy Nations Company | CO | ST | RE | 0.4 | 10 | 1997 | BIT | 6 | 2012
Doyon Utilities - Fort Greely | Fort Greely Power Plant | AK | IC | RE | 1 | 1 | 1954 | DFO | 8 | 2009
Doyon Utilities - Fort Greely | Fort Greely Power Plant | AK | IC | RE | 1 | 1 | 1954 | DFO | 8 | 2009
Doyon Utilities - Fort Greely | Fort Greely Power Plant | AK | IC | RE | 1 | 1 | 1954 | DFO | 8 | 2009
City of Two Harbors- (MN) | Two Harbors | MN | IC | RE | 2 | 3 | 1972 | DFO | 11 | 2012
United States Sugar Corp | Clewiston Sugar House | FL | IC | RE | 1 | 6 | 1987 | DFO | 5 | 2006
United States Sugar Corp | Clewiston Sugar House | FL | IC | RE | 1 | 6 | 1987 | DFO | 5 | 2006
United States Sugar Corp | Clewiston Sugar House | FL | ST | RE | 5 | 10 | 1978 | AB | 1 | 2004
United States Sugar Corp | Clewiston Sugar House | FL | ST | RE | 3.5 | 11 | 1945 | AB | 1 | 2004
United States Sugar Corp | Clewiston Sugar House | FL | ST | RE | 3.1 | 11 | 1981 | AB | 12 | 2007
United States Sugar Corp | Clewiston Sugar House | FL | ST | RE | 6 | 11 | 1983 | AB | 12 | 2007
United States Sugar Corp | Bryant Sugar House | FL | IC | RE | 1 | 8 | 1986 | DFO | 4 | 2007
United States Sugar Corp | Bryant Sugar House | FL | IC | RE | 1 | 8 | 1986 | DFO | 4 | 2007
United States Sugar Corp | Bryant Sugar House | FL | ST | RE | 2.5 | 11 | 1962 | AB | 4 | 2007
United States Sugar Corp | Bryant Sugar House | FL | ST | RE | 2.5 | 11 | 1962 | AB | 4 | 2007
United States Sugar Corp | Bryant Sugar House | FL | ST | RE | 3.5 | 11 | 1974 | AB | 4 | 2007
United States Sugar Corp | Bryant Sugar House | FL | ST | RE | 20 | 11 | 1979 | AB | 4 | 2007
Union Electric Co - (MO) | Venice | IL | ST | RE | 40 | 5 | 1942 | DFO | 8 | 2000
Union Electric Co - (MO) | Venice | IL | ST | RE | 98 | 7 | 1943 | DFO | 12 | 2002
Union Electric Co - (MO) | Venice | IL | ST | RE | 98 | 3 | 1948 | DFO | 12 | 2002
Union Electric Co - (MO) | Venice | IL | ST | RE | 98 | 9 | 1950 | DFO | 12 | 2002
Union Electric Co - (MO) | Venice | IL | ST | RE | 100 | 12 | 1950 | DFO | 12 | 2002
Union Electric Co - (MO) | Venice | IL | GT | RE | 37.5 | 10 | 1967 | DFO | 9 | 2011
Union Electric Co - (MO) | Venice | IL | ST | RE | 40 | 2 | 1942 | DFO | 8 | 2000
Union Electric Co - (MO) | Viaduct | MO | GT | RE | 30.6 | 11 | 1967 | NG | 9 | 2011
City of Unalaska - (AK) | Dutch Harbor | AK | IC | RE | 0.3 | 10 | 1985 | DFO | 7 | 2011
City of Unalaska - (AK) | Dutch Harbor | AK | IC | RE | 0.3 | 3 | 1987 | DFO | 7 | 2011
City of Unalaska - (AK) | Dutch Harbor | AK | IC | RE | 0.6 | 10 | 1986 | DFO | 7 | 2011
City of Unalaska - (AK) | Dutch Harbor | AK | IC | RE | 0.9 | 10 | 1986 | DFO | 7 | 2011
City of Unalaska - (AK) | Dutch Harbor | AK | IC | RE | 0.6 | 10 | 1985 | DFO | 7 | 2011
City of Unalaska - (AK) | Dutch Harbor | AK | IC | RE | 1.4 | 10 | 1985 | DFO | 7 | 2011
United Cogen Inc | United Cogen | CA | CT | RE | 23 | 12 | 1985 | NG | 1 | 2012
United Cogen Inc | United Cogen | CA | CA | RE | 8 | 12 | 1985 | NG | 1 | 2012
United States Steel-Gary | Gary Works | IN | ST | RE | 70 | 4 | 1951 | NG | 9 | 2001
University of Illinois | University of Illinois Abbott Power Plt | IL | ST | RE | 3 | 6 | 1955 | NG | 12 | 2003
University of Texas at Austin | Hal C Weaver Power Plant | TX | ST | RE | 1.5 | 10 | 1933 | NG | 12 | 2001
University of Texas at Austin | Hal C Weaver Power Plant | TX | ST | RE | 1.5 | 10 | 1933 | NG | 12 | 2001
University of Texas at Austin | Hal C Weaver Power Plant | TX | ST | RE | 2.5 | 1 | 1938 | NG | 12 | 2001
University of Texas at Austin | Hal C Weaver Power Plant | TX | CT | RE | 12.5 | 1 | 1968 | NG | 3 | 2008
University of North Carolina | Univ of NC Chapel Hill Cogen Facility | NC | ST | IP | 24 |  |  | BIT
Hawaiian Electric Co Inc | Ewa Nui Substation DG | HI | IC | RE | 1.6 | 10 | 2005 | DFO | 4 | 2010
Hawaiian Electric Co Inc | Ewa Nui Substation DG | HI | IC | RE | 1.6 | 10 | 2005 | DFO | 4 | 2010
Hawaiian Electric Co Inc | Ewa Nui Substation DG | HI | IC | RE | 1.6 | 10 | 2005 | DFO | 4 | 2010
Hawaiian Electric Co Inc | Ewa Nui Substation DG | HI | IC | RE | 1.6 | 5 | 2007 | DFO | 4 | 2010
Hawaiian Electric Co Inc | Ewa Nui Substation DG | HI | IC | RE | 1.6 | 5 | 2007 | DFO | 4 | 2010
Hawaiian Electric Co Inc | Ewa Nui Substation DG | HI | IC | RE | 1.6 | 5 | 2007 | DFO | 4 | 2010
Hawaiian Electric Co Inc | Iwilei Tank Farm DG | HI | IC | RE | 1.6 | 11 | 2005 | DFO | 4 | 2010
Hawaiian Electric Co Inc | Iwilei Tank Farm DG | HI | IC | RE | 1.6 | 11 | 2005 | DFO | 4 | 2010
Hawaiian Electric Co Inc | Iwilei Tank Farm DG | HI | IC | RE | 1.6 | 11 | 2005 | DFO | 4 | 2010
Hawaiian Electric Co Inc | Helemano Substation DG | HI | IC | RE | 1.6 | 11 | 2005 | DFO | 4 | 2010
Hawaiian Electric Co Inc | Helemano Substation DG | HI | IC | RE | 1.6 | 11 | 2005 | DFO | 4 | 2010
Hawaiian Electric Co Inc | Helemano Substation DG | HI | IC | RE | 1.6 | 11 | 2005 | DFO | 4 | 2010
Hawaiian Electric Co Inc | Kalaeoloa Pole Yard DG | HI | IC | RE | 1.6 | 12 | 2006 | DFO | 4 | 2010
Hawaiian Electric Co Inc | Kalaeoloa Pole Yard DG | HI | IC | RE | 1.6 | 12 | 2006 | DFO | 4 | 2010
Hawaiian Electric Co Inc | Kalaeoloa Pole Yard DG | HI | IC | RE | 1.6 | 12 | 2006 | DFO | 4 | 2010
Hawaiian Electric Co Inc | CEIP Substation Distributed Generation | HI | IC | RE | 1.6 | 11 | 2006 | DFO | 4 | 2010
Hawaiian Electric Co Inc | CEIP Substation Distributed Generation | HI | IC | RE | 1.6 | 11 | 2006 | DFO | 4 | 2010
Hawaiian Electric Co Inc | CEIP Substation Distributed Generation | HI | IC | RE | 1.6 | 11 | 2006 | DFO | 4 | 2010
Unisea Inc | Unisea G 2 | AK | IC | RE | 0.8 | 2 | 1979 | DFO | 7 | 2011
Unisea Inc | Unisea G 2 | AK | IC | RE | 0.9 | 5 | 1973 | DFO | 7 | 2011
Homer Electric Assn Inc | Seldovia | AK | IC | RE | 0.3 | 8 | 1964 | DFO | 9 | 2003
Homer Electric Assn Inc | Seldovia | AK | IC | RE | 0.6 | 8 | 1964 | DFO | 9 | 2003
Homer Electric Assn Inc | Seldovia | AK | IC | RE | 0.6 | 8 | 1970 | DFO | 9 | 2003
Homer Electric Assn Inc | Seldovia | AK | IC | RE | 0.6 | 8 | 1979 | DFO | 9 | 2003
Homer Electric Assn Inc | Soldotna | AK | GT | IP | 50 |  |  | NG
Upper Peninsula Power Co | Hoist | MI | HY | RE | 1 | 2 | 1988 | WAT | 9 | 2006 | 18.5833 |  | 1 | 18.5833
University of Michigan | University of Michigan | MI | ST | RE | 4 | 1 | 1939 | NG | 12 | 2002
Vaagen Brothers Lumber Inc | Vaagen Brothers Lumber | WA | ST | RE | 4 | 12 | 1979 | WDS | 11 | 2009
Valero Refining Co California | Valero Refinery Cogeneration Unit 2 | CA | GT | IP | 51 |  |  | OG
Valero Refining Co | Valero Refinery Corpus Christi East | TX | GT | RE | 20 | 9 | 1984 | NG | 7 | 2010
Valero Refining Co | Valero Refinery Corpus Christi East | TX | GT | RE | 20 | 10 | 1984 | NG | 7 | 2010
Valero Refining Co | Valero Refinery Corpus Christi West | TX | ST | RE | 7.5 | 9 | 1986 | OG | 8 | 2006
AES Wind Generation Inc | ESI Project | CA | WT | RE | 1.2 | 12 | 1981 | WND | 12 | 2006
City of Villisca - (IA) | Villisca Municipal Power Plant | IA | IC | RE | 0.8 | 7 | 1948 | DFO | 1 | 2002
City of Villisca - (IA) | Villisca Municipal Power Plant | IA | IC | RE | 0.3 | 7 | 1936 | DFO | 1 | 2002
City of Villisca - (IA) | Villisca Municipal Power Plant | IA | IC | RE | 0.3 | 7 | 1936 | NG | 1 | 2002
City of Villisca - (IA) | Villisca Municipal Power Plant | IA | IC | RE | 0.6 | 7 | 1939 | DFO | 1 | 2002
City of Vineland - (NJ) | Howard Down | NJ | ST | RE | 25 | 5 | 1970 | RFO | 9 | 2012
City of Vineland - (NJ) | Howard Down | NJ | ST | RE | 4 | 99 | 1942 | RFO | 12 | 2008
City of Vineland - (NJ) | Howard Down | NJ | ST | RE | 5 | 99 | 1949 | RFO | 12 | 2008
City of Vineland - (NJ) | Howard Down | NJ | ST | RE | 7.5 | 12 | 1952 | RFO | 12 | 2008
City of Vineland - (NJ) | Howard Down | NJ | ST | RE | 12.5 | 10 | 1955 | RFO | 6 | 2009
City of Vineland - (NJ) | Howard Down | NJ | ST | RE | 16.5 | 12 | 1960 | RFO | 6 | 2010
Village of Viola | Viola | WI | IC | RE | 0.4 | 1 | 1948 | DFO | 8 | 2001
Village of Viola | Viola | WI | IC | RE | 0.7 | 1 | 1966 | DFO | 8 | 2001
Virginia Electric & Power Co | Kitty Hawk | NC | GT | RE | 23.8 | 3 | 1971 | DFO | 12 | 2011
Virginia Electric & Power Co | Kitty Hawk | NC | GT | RE | 23.8 | 6 | 1971 | DFO | 12 | 2011
Virginia Electric & Power Co | Chesapeake | VA | GT | RE | 23.8 | 12 | 1970 | DFO | 12 | 2011
Virginia Electric & Power Co | Chesapeake | VA | GT | RE | 23.8 | 12 | 1969 | DFO | 12 | 2011
Virginia Electric & Power Co | Chesapeake | VA | GT | RE | 23.8 | 12 | 1969 | DFO | 12 | 2011
Virginia Electric & Power Co | Chesapeake | VA | GT | RE | 23.8 | 12 | 1970 | DFO | 12 | 2011
Virginia Electric & Power Co | Possum Point | VA | ST | RE | 69 | 12 | 1948 | RFO | 3 | 2002
Virginia Electric & Power Co | Possum Point | VA | ST | RE | 69 | 5 | 1951 | RFO | 3 | 2002
Virginia Electric & Power Co | North Branch | WV | ST | RE | 80 | 5 | 1992 | WC | 12 | 2012
Ware Energy Corp | Ware Energy | MA | ST | RE | 9.3 | 12 | 1986 | WDS | 1 | 2012
City of Wellington - (KS) | Wellington 1 | KS | IC | RE | 1 | 88 | 1956 | DFO | 2 | 2005
Wellhead Services Inc | Fresno Cogen Partners | CA | CT | RE | 22.3 | 1 | 1990 | NG | 1 | 2004
Wellhead Services Inc | Binghamton Cogen | NY | GT | RE | 47.7 | 6 | 1992 | NG | 2 | 2012
Wellhead Services Inc | Margarita Energy Center | CA | GT | IP | 48.2 |  |  | NG
Wellhead Services Inc | Delano Energy Center LLC | CA | GT | IP | 48 |  |  | NG
City of West Liberty - (IA) | West Liberty | IA | IC | RE | 0.8 | 6 | 1948 | DFO | 1 | 2011
City of Westbrook | Westbrook | MN | IC | RE | 0.5 | 88 | 1940 | DFO | 8 | 2001
City of Westbrook | Westbrook | MN | IC | RE | 0.7 | 88 | 1952 | DFO | 9 | 2002
Western Farmers Elec Coop, Inc | Hugo | OK | ST | IP | 750 |  |  | SUB
MeadWestvaco Corp | Covington Facility | VA | ST | RE | 5.5 | 1 | 1930 | BLQ | 1 | 2009
Wheelabrator Environmental Systems | Wheelabrator Martell | CA | ST | RE | 23 | 12 | 1985 | WDS | 12 | 2003
Willmar Municipal Utilities | Willmar | MN | ST | RE | 4 | 10 | 1949 | SUB | 12 | 2006
City of Wilton | Wilton | IA | IC | RE | 1 | 10 | 1958 | DFO | 11 | 2001
City of Winfield - (KS) | West 14th Street | KS | IC | IP | 1.6 |  |  | DFO
Wim-Sam Inc | UTSA TEP II | TX | IC | IP | 1.5 |  |  | DFO
Wim-Sam Inc | UTSA TEP II | TX | IC | IP | 1.5
Wisconsin Electric Power Co | Presque Isle | MI | ST | RE | 25 | 9 | 1955 | BIT | 12 | 2006
Wisconsin Electric Power Co | Presque Isle | MI | ST | RE | 37.5 | 7 | 1962 | BIT | 12 | 2006
Wisconsin Electric Power Co | Presque Isle | MI | ST | RE | 54.4 | 1 | 1964 | BIT | 10 | 2009
Wisconsin Electric Power Co | Presque Isle | MI | ST | RE | 57.8 | 12 | 1966 | BIT | 10 | 2009
Wisconsin Electric Power Co | Port Washington Generating Station | WI | ST | RE | 80 | 10 | 1935 | BIT | 9 | 2004
Wisconsin Electric Power Co | Port Washington Generating Station | WI | ST | RE | 80 | 10 | 1943 | BIT | 9 | 2004
Wisconsin Electric Power Co | Port Washington Generating Station | WI | ST | RE | 80 | 10 | 1948 | BIT | 9 | 2004
Wisconsin Electric Power Co | Port Washington Generating Station | WI | ST | RE | 80 | 8 | 1949 | BIT | 1 | 2003
Wisconsin Electric Power Co | Port Washington Generating Station | WI | GT | RE | 19.6 | 6 | 1969 | DFO | 1 | 2003
Wisconsin Electric Power Co | South Oak Creek | WI | GT | RE | 19.6 | 12 | 1968 | NG | 9 | 2008
Winnebago County | Winnebago County Landfill Gas | WI | IC | IP | 1.4 |  |  | LFG
Wisconsin Power & Light Co | Blackhawk | WI | ST | RE | 25 | 1 | 1946 | NG | 4 | 2010
Wisconsin Power & Light Co | Blackhawk | WI | ST | RE | 25 | 1 | 1948 | NG | 4 | 2010
Wisconsin Power & Light Co | Rock River | WI | ST | RE | 75 | 1 | 1954 | NG | 4 | 2010
Wisconsin Power & Light Co | Rock River | WI | ST | RE | 75 | 9 | 1955 | NG | 4 | 2010
Wisconsin Public Service Corp | Eagle River | WI | IC | RE | 2 | 7 | 1964 | DFO | 10 | 2011
Wisconsin Public Service Corp | Eagle River | WI | IC | RE | 2 | 7 | 1964 | DFO | 10 | 2011
Wisconsin Public Service Corp | Hat Rapids | WI | HY | RE | 0.5 | 6 | 1905 | WAT | 10 | 1984 | 79.3333 |  | 0.5 | 39.6667
Wisconsin Public Service Corp | Hat Rapids | WI | HY | RE | 0.4 | 0 | 1924 | WAT | 9 | 1984 | 60.75 |  | 0.4 | 24.3
Wisconsin Public Service Corp | Pulliam | WI | ST | RE | 30 | 1 | 1943 | SUB | 12 | 2007
Wisconsin Public Service Corp | Pulliam | WI | ST | RE | 30 | 8 | 1947 | SUB | 12 | 2007
Wisconsin Public Service Corp | Pulliam | WI | GT | IP | 85 |  |  | NG
Wisconsin Public Service Corp | Pulliam | WI | GT | IP | 85 |  |  | NG
Wisconsin Public Service Corp | Oneida Casino | WI | IC | RE | 2 | 7 | 1996 | DFO | 6 | 2011
Wisconsin Public Service Corp | Oneida Casino | WI | IC | RE | 2 | 7 | 1996 | DFO | 6 | 2011
City of Wisner | Wisner | NE | IC | RE | 0.6 | 88 | 1954 | DFO | 1 | 2010
City of Wisner | Wisner | NE | IC | RE | 0.4 | 88 | 1947 | DFO | 1 | 2010
Wolverine Power Supply Coop | Tower | MI | IC | RE | 1.3 | 1 | 1948 | DFO | 10 | 2010
Wolverine Power Supply Coop | Tower | MI | IC | RE | 1.3 | 1 | 1951 | DFO | 10 | 2010
Wolverine Power Supply Coop | Tower | MI | IC | RE | 1.3 | 1 | 1948 | DFO | 10 | 2010
Wolverine Power Supply Coop | George Johnson | MI | IC | RE | 0.7 | 1 | 1947 | NG | 1 | 2002
Wolverine Power Supply Coop | George Johnson | MI | IC | RE | 0.7 | 1 | 1948 | NG | 1 | 2002
Wolverine Power Supply Coop | George Johnson | MI | IC | RE | 1.1 | 1 | 1949 | NG | 1 | 2002
Wolverine Power Supply Coop | George Johnson | MI | IC | RE | 2.5 | 1 | 1951 | NG | 1 | 2002
Wolverine Power Supply Coop | George Johnson | MI | IC | RE | 2.5 | 1 | 1951 | NG | 1 | 2002
Wolverine Power Supply Coop | George Johnson | MI | IC | RE | 2.5 | 1 | 1952 | NG | 1 | 2002
Wolverine Power Supply Coop | George Johnson | MI | GT | RE | 11 | 1 | 1973 | NG | 10 | 2005
Wolverine Power Supply Coop | George Johnson | MI | GT | RE | 11 | 1 | 1973 | NG | 10 | 2005
Wolverine Power Supply Coop | Scottville | MI | IC | RE | 1.1 | 1 | 1947 | DFO | 1 | 2002
Wolverine Power Supply Coop | Scottville | MI | IC | RE | 1.1 | 1 | 1947 | DFO | 1 | 2002
Wolverine Power Supply Coop | Scottville | MI | IC | RE | 1.9 | 1 | 1961 | DFO | 1 | 2002
Wolverine Power Supply Coop | Claude Vandyke | MI | IC | RE | 3.5 | 1 | 1959 | NG | 3 | 2003
Wolverine Power Supply Coop | Vestaburg | MI | IC | RE | 0.3 | 1 | 1939 | DFO | 2 | 2007
Wolverine Power Supply Coop | Vestaburg | MI | IC | RE | 0.7 | 1 | 1939 | DFO | 2 | 2007
Wolverine Power Supply Coop | Vestaburg | MI | IC | RE | 0.7 | 1 | 1941 | DFO | 2 | 2007
City of Wrangell - (AK) | Wrangell | AK | IC | RE | 1.3 | 8 | 1972 | DFO | 1 | 2001
City of Wrangell - (AK) | Wrangell | AK | IC | RE | 1.3 | 8 | 1972 | DFO | 1 | 2001
City of Wrangell - (AK) | Wrangell | AK | IC | RE | 1.3 | 8 | 1973 | DFO | 1 | 2001
City of Wrangell - (AK) | Wrangell | AK | IC | RE | 1.3 | 8 | 1973 | DFO | 1 | 2001
City of Wrangell - (AK) | Wrangell | AK | IC | RE | 0.5 | 88 | 1964 | DFO | 1 | 2009
City of Wrangell - (AK) | Wrangell | AK | IC | RE | 0.5 | 88 | 1970 | DFO | 1 | 2009
Wythe Park Power Inc | Wythe Park Power 3 Richmond Plant | VA | IC | RE | 3 | 7 | 1991 | DFO | 9 | 2010
YKK USA Inc | YKK USA Chestney | GA | IC | RE | 1.6 | 5 | 1993 | DFO | 3 | 2010
YKK USA Inc | YKK USA Chestney | GA | IC | RE | 1.7 | 5 | 1994 | DFO | 3 | 2010
YKK USA Inc | YKK USA Chestney | GA | IC | RE | 1.7 | 8 | 1995 | DFO | 3 | 2010
YKK USA Inc | YKK USA Chestney | GA | IC | RE | 0.4 | 5 | 1992 | DFO | 2 | 2006
YKK USA Inc | YKK USA Chestney | GA | IC | RE | 0.4 | 5 | 1992 | DFO | 2 | 2006
Zapco Energy Tactics Corp | Smithtown Energy Partners LP | NY | IC | RE | 0.7 | 8 | 1988 | LFG | 2 | 2007
Zapco Energy Tactics Corp | Smithtown Energy Partners LP | NY | IC | RE | 0.7 | 8 | 1988 | LFG | 2 | 2007
Zapco Energy Tactics Corp | Oyster Bay Energy Partners LP | NY | IC | RE | 0.7 | 7 | 1986 | LFG | 10 | 2001
Zapco Energy Tactics Corp | Oyster Bay Energy Partners LP | NY | IC | RE | 0.7 | 7 | 1986 | LFG | 10 | 2001
Zapco Energy Tactics Corp | Onondaga Energy Partners LP | NY | IC | RE | 0.7 | 7 | 1987 | LFG | 12 | 2010
Zapco Energy Tactics Corp | Oceanside Energy | NY | IC | RE | 0.7 | 1 | 1991 | LFG | 1 | 2002
Zapco Energy Tactics Corp | Oceanside Energy | NY | IC | RE | 0.7 | 1 | 1991 | LFG | 1 | 2002
Zapco Energy Tactics Corp | Oceanside Energy | NY | IC | RE | 0.7 | 10 | 1990 | LFG | 5 | 2009
Zapco Energy Tactics Corp | Oceanside Energy | NY | IC | RE | 0.7 | 12 | 1990 | LFG | 5 | 2008
Zapco Energy Tactics Corp | Oceanside Energy | NY | IC | RE | 0.7 | 12 | 1990 | LFG | 1 | 2001
Zapco Energy Tactics Corp | Taylor Energy Partners LP | PA | IC | RE | 1 | 9 | 1987 | LFG | 12 | 2005
Zapco Energy Tactics Corp | Taylor Energy Partners LP | PA | IC | RE | 0.7 | 9 | 1987 | LFG | 5 | 2008
Zapco Energy Tactics Corp | Taylor Energy Partners LP | PA | IC | RE | 0.7 | 9 | 1987 | LFG | 12 | 2005
Zapco Energy Tactics Corp | Taylor Energy Partners LP | PA | IC | RE | 0.7 | 9 | 1987 | LFG | 12 | 2003
Zapco Energy Tactics Corp | Lafayette Energy Partners LP | NJ | IC | RE | 0.6 | 7 | 1990 | LFG | 2 | 2010
Zapco Energy Tactics Corp | Lafayette Energy Partners LP | NJ | IC | RE | 0.6 | 7 | 1990 | LFG | 2 | 2010
Zapco Energy Tactics Corp | Dunbarton Energy Partners LP | NH | IC | RE | 0.7 | 8 | 1988 | LFG | 6 | 2012
Zapco Energy Tactics Corp | Dunbarton Energy Partners LP | NH | IC | RE | 0.7 | 8 | 1988 | LFG | 6 | 2012
Zion Energy LLC | Zion Energy Center | IL | GT | IP | 198.9 |  |  | NG
Zion Energy LLC | Zion Energy Center | IL | GT | IP | 198.9 |  |  | NG
NRG Canal LLC | Canal | MA | GT | IP | 448 |  |  | NG
NRG Kendall LLC | Kendall Square Station | MA | GT | RE | 20 | 3 | 1972 | JF | 9 | 2004
Seminole Electric Cooperative Inc | Seminole | FL | ST | IP | 850 |  |  | BIT
Seminole Electric Cooperative Inc | Midulla Generating Station | FL | CA | IP | 300 |  |  | DFO
Seminole Electric Cooperative Inc | Midulla Generating Station | FL | CT | IP | 193 |  |  | DFO
Seminole Electric Cooperative Inc | Midulla Generating Station | FL | CT | IP | 62 |  |  | NG
Seminole Electric Cooperative Inc | Unknown | FL | GT | IP | 300 |  |  | DFO
Seminole Electric Cooperative Inc | Unknown | FL | GT | IP | 180 |  |  | DFO
Seminole Electric Cooperative Inc | Unknown | FL | GT | IP | 180 |  |  | DFO
Seminole Electric Cooperative Inc | Unknown | FL | GT | IP | 180 |  |  | DFO
Seminole Electric Cooperative Inc | Unknown | FL | GT | IP | 180 |  |  | DFO
Seminole Electric Cooperative Inc | Unknown | FL | GT | IP | 180 |  |  | DFO
Seminole Electric Cooperative Inc | Unknown | FL | GT | IP | 180 |  |  | DFO
Seminole Electric Cooperative Inc | Unknown | FL | GT | IP | 180 |  |  | DFO
Seminole Electric Cooperative Inc | Unnamed | FL | CC | IP | 290 |  |  | NG
Seminole Electric Cooperative Inc | Unnamed | FL | CC | IP | 290 |  |  | NG
Seminole Electric Cooperative Inc | Unnamed | FL | GT | IP | 193 |  |  | DFO
Seminole Electric Cooperative Inc | Unnamed | FL | GT | IP | 193 |  |  | DFO
Seminole Electric Cooperative Inc | Unnamed | FL | GT | IP | 193 |  |  | DFO
University of New Mexico | Univ New Mexico Cogen Plant | NM | GT | RE | 2.5 | 5 | 1989 | NG | 2 | 2009
University of New Mexico | Ford Utilities Center | NM | ST | RE | 1.5 | 2 | 1984 | NG | 5 | 2003
Olmsted County Public Works | Olmsted Waste Energy | MN | IC | RE | 0.8 | 6 | 1979 | DFO | 3 | 2008
Washington State University | Washington State University | WA | ST | RE | 2 | 10 | 1963 | BIT | 5 | 2005
Santa Cruz Cogeneration Assoc | Univ of Calif Santa Cruz Cogeneration | CA | IC | RE | 0.2 | 9 | 1988 | NG | 8 | 2009
GMMM Westover LLC | GMMM Westover | NY | ST | RE | 43.8 | 9 | 1943 | BIT | 12 | 2009
AES Alamitos LLC | AES Alamitos LLC | CA | GT | RE | 133 | 7 | 1969 | NG | 12 | 2003
Devon Power LLC | Devon Station | CT | ST | RE | 103.5 | 1 | 1957 | RFO | 11 | 2007
Devon Power LLC | Devon Station | CT | ST | RE | 103.5 | 1 | 1957 | RFO | 11 | 2007
Westar Energy Inc | Hutchinson Energy Center | KS | ST | RE | 23 | 6 | 1950 | NG | 3 | 2007
Westar Energy Inc | Hutchinson Energy Center | KS | ST | RE | 23 | 6 | 1950 | NG | 3 | 2007
Westar Energy Inc | Hutchinson Energy Center | KS | ST | RE | 35 | 9 | 1951 | NG | 3 | 2007
Westar Energy Inc | Lawrence Energy Center | KS | ST | RE | 38 | 12 | 1952 | BIT | 11 | 2000
Westar Energy Inc | Abilene Energy Center Combustion Turbine | KS | GT | RE | 77 | 7 | 1973 | NG | 12 | 2012
Westar Energy Inc | Tecumseh Energy Center | KS | GT | RE | 29 | 6 | 1972 | DFO | 1 | 2012
Westar Energy Inc | Tecumseh Energy Center | KS | GT | RE | 29 | 6 | 1972 | DFO | 1 | 2012
Westar Energy Inc | Westar Wind | KS | WT | RE | 0.7 | 5 | 1999 | WND | 12 | 2008
Westar Energy Inc | Westar Wind | KS | WT | RE | 0.7 | 5 | 1999 | WND | 12 | 2008
SDS Lumber Co | SDS Lumber Gorge Energy Division | WA | ST | RE | 3.5 | 11 | 1979 | WDS | 2 | 2001
Allegheny Energy Supply Co LLC | FirstEnergy R Paul Smith Power Station | MD | ST | RE | 75 | 11 | 1958 | BIT | 9 | 2012
Allegheny Energy Supply Co LLC | FirstEnergy R Paul Smith Power Station | MD | ST | RE | 34.5 | 10 | 1947 | BIT | 9 | 2012
Allegheny Energy Supply Co LLC | FirstEnergy Armstrong Power Station | PA | ST | RE | 163.2 | 4 | 1958 | BIT | 9 | 2012
Allegheny Energy Supply Co LLC | FirstEnergy Armstrong Power Station | PA | ST | RE | 163.2 | 6 | 1959 | BIT | 9 | 2012
Allegheny Energy Supply Co LLC | FirstEnergy Mitchell Power Station | PA | ST | RE | 74.7 | 12 | 1948 | DFO | 12 | 2002
Allegheny Energy Supply Co LLC | FirstEnergy Springdale Power Station | PA | ST | RE | 74.7 | 12 | 1945 | RFO | 5 | 2005
Allegheny Energy Supply Co LLC | FirstEnergy Springdale Power Station | PA | ST | RE | 140.6 | 6 | 1954 | DFO | 5 | 2005
Allegheny Energy Supply Co LLC | FirstEnergy | AZ | CT | IP | 180 |  |  | NG
Allegheny Energy Supply Co LLC | FirstEnergy | AZ | CT | IP | 180 |  |  | NG
Allegheny Energy Supply Co LLC | FirstEnergy | AZ | CT | IP | 180 |  |  | NG
Allegheny Energy Supply Co LLC | FirstEnergy | AZ | CT | IP | 180 |  |  | NG
Allegheny Energy Supply Co LLC | FirstEnergy | AZ | CA | IP | 180 |  |  | NG
Allegheny Energy Supply Co LLC | FirstEnergy | AZ | CA | IP | 180 |  |  | NG
Inland Paperboard & Package Inc | Inland Paperboard Packaging Rome | GA | ST | RE | 7.5 | 10 | 1954 | BLQ | 3 | 2001
AES Huntington Beach LLC | AES Huntington Beach LLC | CA | ST | RE | 225 | 5 | 1961 | NG | 11 | 2012
AES Huntington Beach LLC | AES Huntington Beach LLC | CA | ST | RE | 227 | 7 | 1961 | NG | 11 | 2012
AES Huntington Beach LLC | AES Huntington Beach LLC | CA | GT | RE | 133 | 4 | 1969 | NG | 10 | 2002
Borger Energy Associates LP | Black Hawk Station | TX | GT | RE | 126.9 | 6 | 1999 | NG | 11 | 2005
Sinclair Oil Corp | Sinclair Oil Refinery | WY | IC | RE | 1.3 | 1 | 2012 | NG | 6 | 2012
Riverbay Corp | Riverbay | NY | ST | RE | 6 | 1 | 1969 | RFO | 10 | 2006
Tucson Electric Power Co | Springerville | AZ | ST | IP | 400 |  |  | SUB
Tucson Electric Power Co | TAA Solar Facility | AZ | PV | IP | 2.8 |  |  | SUN
Kraft Foods Global Inc | Kraft Foods Atlantic Gelatin | MA | ST | RE | 7.5 | 2 | 1978 | NG | 7 | 2002
Kraft Foods Global Inc | Kraft Foods Atlantic Gelatin | MA | ST | RE | 0.7 | 9 | 1988 | NG | 8 | 2012
Kraft Foods Global Inc | Kraft Foods Atlantic Gelatin | MA | IC | RE | 1 | 2 | 1978 | DFO | 8 | 2012
Gas Recovery Systems Inc | East Bridgewater | MA | IC | RE | 1 | 2 | 1997 | LFG | 12 | 2010
Gas Recovery Systems Inc | East Bridgewater | MA | IC | RE | 1 | 2 | 1997 | LFG | 12 | 2010
Gas Recovery Systems Inc | East Bridgewater | MA | IC | RE | 1 | 2 | 1997 | LFG | 12 | 2010
Gas Recovery Systems Inc | East Bridgewater | MA | IC | RE | 1 | 2 | 1997 | LFG | 12 | 2010
Gas Recovery Systems Inc | East Bridgewater | MA | IC | RE | 1 | 2 | 1997 | LFG | 12 | 2010
Gas Recovery Systems Inc | East Bridgewater | MA | IC | RE | 1 | 2 | 1997 | LFG | 12 | 2010
Gas Recovery Systems Inc | Randolph Electric | MA | IC | RE | 1 | 2 | 2000 | LFG | 6 | 2010
Gas Recovery Systems Inc | Randolph Electric | MA | IC | RE | 1 | 2 | 2000 | LFG | 6 | 2010
Gas Recovery Systems Inc | Randolph Electric | MA | IC | RE | 1 | 2 | 2000 | LFG | 6 | 2010
Gas Recovery Systems Inc | Halifax Electric | MA | IC | RE | 1 | 4 | 1997 | LFG | 6 | 2010
Gas Recovery Systems Inc | Halifax Electric | MA | IC | RE | 1 | 4 | 1997 | LFG | 6 | 2010
Gas Recovery Systems Inc | Halifax Electric | MA | IC | RE | 1 | 4 | 1997 | LFG | 6 | 2010
Gas Recovery Systems Inc | Chicopee Electric | MA | IC | RE | 1 | 7 | 1993 | LFG | 1 | 2012
Gas Recovery Systems Inc | Chicopee Electric | MA | IC | RE | 1 | 7 | 1993 | LFG | 1 | 2012
Gas Recovery Systems Inc | GRS Lyon | MI | IC | RE | 1 | 5 | 1993 | LFG | 12 | 2010
Gas Recovery Systems Inc | GRS Lyon | MI | IC | RE | 1 | 5 | 1993 | LFG | 12 | 2010
Gas Recovery Systems Inc | GRS Lyon | MI | IC | RE | 1 | 5 | 1993 | LFG | 12 | 2010
Gas Recovery Systems Inc | GRS Lyon | MI | IC | RE | 1 | 5 | 1993 | LFG | 12 | 2010
Gas Recovery Systems Inc | GRS Lyon | MI | IC | RE | 1 | 5 | 1993 | LFG | 12 | 2010
North Slope Borough Power & Light | NSB Atquasuk Utility | AK | IC | RE | 0.2 | 88 | 1986 | DFO | 1 | 2003
North Slope Borough Power & Light | NSB Nuiqsut Utility | AK | IC | RE | 0.4 | 9 | 1999 | DFO | 12 | 2012
North Slope Borough Power & Light | NSB Point Hope Utility | AK | IC | RE | 0.3 | 88 | 1987 | DFO | 1 | 2008
North Slope Borough Power & Light | NSB Point Hope Utility | AK | IC | RE | 0.4 | 88 | 1992 | DFO | 1 | 2008
North Slope Borough Power & Light | NSB Point Hope Utility | AK | IC | RE | 0.2 | 88 | 1980 | DFO | 1 | 2008
North Slope Borough Power & Light | NSB Point Lay Utility | AK | IC | RE | 0.2 | 88 | 1990 | DFO | 12 | 2000
North Slope Borough Power & Light | NSB Point Lay Utility | AK | IC | RE | 0.2 | 88 | 1990 | DFO | 11 | 2002
North Slope Borough Power & Light | NSB Anaktuvuk Pass | AK | IC | RE | 0.1 | 9 | 1994 | DFO | 9 | 2003
North Slope Borough Power & Light | NSB Wainwright Utility | AK | IC | RE | 0.3 | 88 | 1988 | DFO | 1 | 2003
Port Townsend Paper Co | Port Townsend Paper | WA | ST | RE | 3 | 1 | 1929 | BLQ | 1 | 2009
San Diego County Water Auth | Alvarado Hydro Facility | CA | HY | RE | 2.1 | 1 | 1985 | WAT | 7 | 2011 | 26.5 |  | 2.1 | 55.65
USCE-Mobile District | J Woodruff | FL | HY | RE | 10 | 2 | 1957 | WAT | 2 | 2003 | 46 |  | 10 | 460
USCE-Mobile District | J Woodruff | FL | HY | RE | 10 | 3 | 1957 | WAT | 2 | 2002 | 44.9167 |  | 10 | 449.1667
USCE-Mobile District | J Woodruff | FL | HY | RE | 10 | 4 | 1957 | WAT | 2 | 2001 | 43.8333 |  | 10 | 438.3333
USCE-Mobile District | Buford | GA | HY | RE | 40 | 10 | 1957 | WAT | 12 | 2003 | 46.1667 |  | 40 | 1846.6667
USCE-Mobile District | Buford | GA | HY | RE | 40 | 6 | 1957 | WAT | 12 | 2004 | 47.5 |  | 40 | 1900
USCE-Mobile District | Buford | GA | HY | RE | 6 | 7 | 1957 | WAT | 2 | 2005 | 47.5833 |  | 6 | 285.5
Pelican Utility | Pelican | AK | HY | RE | 0.6 | 7 | 1984 | WAT | 12 | 2011 | 27.4167 |  | 0.6 | 16.45
Pelican Utility | Pelican | AK | HY | RE | 0.1 | 5 | 1984 | WAT | 12 | 2011 | 27.5833 |  | 0.1 | 2.7583
Pelican Utility | Pelican | AK | IC | RE | 0.3 | 12 | 1989 | DFO | 12 | 2011
Pelican Utility | Pelican | AK | IC | RE | 0.1 | 7 | 1964 | DFO | 12 | 2011
Pelican Utility | Pelican | AK | IC | RE | 0.2 | 9 | 1974 | DFO | 12 | 2011
Pelican Utility | Pelican | AK | IC | RE | 0.2 | 6 | 1980 | DFO | 12 | 2011
Pelican Utility | Pelican | AK | IC | RE | 0.4 | 7 | 1990 | DFO | 12 | 2011
Enterprise Products Optg LP | Blanco Compressor Station | NM | ST | RE | 1.5 | 6 | 1956 | NG | 1 | 2011
Enterprise Products Optg LP | Blanco Compressor Station | NM | ST | RE | 1.5 | 6 | 1956 | NG | 1 | 2011
International Paper Co | International Paper Savanna Mill | GA | ST | RE | 7.5 | 6 | 1940 | BIT | 12 | 2001
International Paper Co | International Paper Savanna Mill | GA | ST | RE | 7.5 | 6 | 1945 | BLQ | 12 | 2001
International Paper Co | International Paper Savanna Mill | GA | ST | RE | 7.5 | 6 | 1949 | WDS | 8 | 2002
International Paper Co | International Paper Savanna Mill | GA | ST | RE | 10 | 6 | 1952 | BIT | 12 | 2001
International Paper Co | International Paper Savanna Mill | GA | ST | RE | 20 | 6 | 1957 | BIT | 12 | 2001
Rolls Royce Corp | Rolls Royce | IN | GT | RE | 2.5 | 8 | 1963 | NG | 4 | 2011
Rolls Royce Corp | Rolls Royce | IN | GT | RE | 4 | 6 | 1999 | NG | 3 | 2008
Rolls Royce Corp | Rolls Royce | IN | GT | RE | 4 | 10 | 1999 | NG | 3 | 2008
Yakutat Power Inc | Yakutat | AK | IC | RE | 0.8 | 2 | 1984 | DFO | 6 | 1999
Yakutat Power Inc | Yakutat | AK | IC | RE | 0.6 | 3 | 1973 | DFO | 6 | 1999
Yakutat Power Inc | Yakutat | AK | IC | RE | 1.1 | 3 | 1973 | DFO | 6 | 1993
Yakutat Power Inc | Yakutat | AK | IC | RE | 0.3 | 6 | 1989 | DFO | 12 | 2006
DTE Energy Services | Mobile Energy Services LLC | AL | ST | RE | 12.5 | 5 | 1960 | BIT | 4 | 2004
Ormat Nevada Inc | Desert Peak Power Plant | NV | ST | RE | 11 | 12 | 1985 | GEO | 5 | 2006
Ormat Nevada Inc | Ormesa IE | CA | ST | RE | 1.2 | 12 | 1988 | GEO | 10 | 2009
Ormat Nevada Inc | Ormesa IE | CA | ST | RE | 1.2 | 12 | 1988 | GEO | 10 | 2009
Ormat Nevada Inc | Ormesa IE | CA | ST | RE | 1.2 | 12 | 1988 | GEO | 10 | 2009
Ormat Nevada Inc | Ormesa IE | CA | ST | RE | 1.2 | 12 | 1988 | GEO | 10 | 2009
Ormat Nevada Inc | Ormesa IE | CA | ST | RE | 1.2 | 12 | 1988 | GEO | 10 | 2009
Ormat Nevada Inc | Ormesa IE | CA | ST | RE | 1.2 | 12 | 1988 | GEO | 10 | 2009
Ormat Nevada Inc | Ormesa IE | CA | ST | RE | 1.2 | 12 | 1988 | GEO | 10 | 2009
Ormat Nevada Inc | Ormesa IE | CA | ST | RE | 1.2 | 12 | 1988 | GEO | 10 | 2009
Ormat Nevada Inc | Ormesa IE | CA | ST | RE | 1.2 | 12 | 1988 | GEO | 10 | 2009
Ormat Nevada Inc | Ormesa IE | CA | ST | RE | 1.2 | 12 | 1988 | GEO | 10 | 2009
Ormat Nevada Inc | Ormesa IE | CA | ST | RE | 1.2 | 12 | 1988 | GEO | 10 | 2009
Ormat Nevada Inc | Ormesa IE | CA | ST | RE | 1.2 | 12 | 1988 | GEO | 10 | 2009
Ormat Nevada Inc | Ormesa I | CA | ST | RE | 1.2 | 12 | 1986 | GEO | 9 | 2003
Ormat Nevada Inc | Ormesa I | CA | ST | RE | 1.2 | 12 | 1986 | GEO | 9 | 2003
Ormat Nevada Inc | Ormesa I | CA | ST | RE | 1.2 | 12 | 1986 | GEO | 9 | 2003
Ormat Nevada Inc | Ormesa I | CA | ST | RE | 1.2 | 12 | 1986 | GEO | 9 | 2003
Ormat Nevada Inc | Ormesa I | CA | ST | RE | 1.2 | 12 | 1986 | GEO | 9 | 2003
Ormat Nevada Inc | Ormesa I | CA | ST | RE | 1.2 | 12 | 1986 | GEO | 7 | 2008
Ormat Nevada Inc | Ormesa I | CA | ST | RE | 1.2 | 12 | 1986 | GEO | 4 | 2012
Ormat Nevada Inc | Ormesa I | CA | ST | RE | 1.2 | 12 | 1986 | GEO | 9 | 2003
Ormat Nevada Inc | Ormesa I | CA | ST | RE | 1.2 | 12 | 1986 | GEO | 9 | 2003
Ormat Nevada Inc | Ormesa I | CA | ST | RE | 1.2 | 12 | 1986 | GEO | 9 | 2003
Ormat Nevada Inc | Ormesa I | CA | ST | RE | 1.2 | 12 | 1986 | GEO | 9 | 2003
Ormat Nevada Inc | Ormesa I | CA | ST | RE | 1.2 | 12 | 1986 | GEO | 9 | 2003
Ormat Nevada Inc | Ormesa I | CA | ST | RE | 1.2 | 12 | 1986 | GEO | 9 | 2003
Ormat Nevada Inc | Ormesa I | CA | ST | RE | 1.2 | 12 | 1986 | GEO | 9 | 2003
Ormat Nevada Inc | Ormesa I | CA | ST | RE | 1.2 | 12 | 1986 | GEO | 9 | 2003
Ormat Nevada Inc | Ormesa I | CA | ST | RE | 1.2 | 12 | 1986 | GEO | 9 | 2003
Ormat Nevada Inc | Ormesa II | CA | ST | RE | 1.2 | 12 | 1987 | GEO | 4 | 2007
Ormat Nevada Inc | Ormesa II | CA | ST | RE | 1.2 | 12 | 1987 | GEO | 4 | 2007
Ormat Nevada Inc | Ormesa II | CA | ST | RE | 1.2 | 12 | 1987 | GEO | 4 | 2007
Ormat Nevada Inc | Ormesa II | CA | ST | RE | 1.2 | 12 | 1987 | GEO | 4 | 2007
Ormat Nevada Inc | Ormesa II | CA | ST | RE | 1.2 | 12 | 1987 | GEO | 4 | 2007
Ormat Nevada Inc | Ormesa II | CA | ST | RE | 1.2 | 12 | 1987 | GEO | 4 | 2007
Ormat Nevada Inc | Ormesa II | CA | ST | RE | 1.2 | 12 | 1987 | GEO | 4 | 2007
Ormat Nevada Inc | Ormesa II | CA | ST | RE | 1.2 | 12 | 1987 | GEO | 4 | 2007
Ormat Nevada Inc | Ormesa II | CA | ST | RE | 1.2 | 12 | 1987 | GEO | 4 | 2007
Ormat Nevada Inc | Ormesa II | CA | ST | RE | 1.2 | 12 | 1987 | GEO | 4 | 2007
Ormat Nevada Inc | Ormesa II | CA | ST | RE | 1.2 | 12 | 1987 | GEO | 4 | 2007
Ormat Nevada Inc | Ormesa II | CA | ST | RE | 1.2 | 12 | 1987 | GEO | 4 | 2007
Ormat Nevada Inc | Ormesa II | CA | ST | RE | 1.2 | 12 | 1987 | GEO | 4 | 2007
Ormat Nevada Inc | Ormesa II | CA | ST | RE | 1.2 | 12 | 1987 | GEO | 4 | 2007
Ormat Nevada Inc | Ormesa II | CA | ST | RE | 1.2 | 12 | 1987 | GEO | 4 | 2007
Ormat Nevada Inc | Ormesa II | CA | ST | RE | 1.2 | 12 | 1987 | GEO | 4 | 2007
Ormat Nevada Inc | Ormesa II | CA | ST | RE | 1.2 | 12 | 1987 | GEO | 4 | 2007
Ormat Nevada Inc | Ormesa II | CA | ST | RE | 1.2 | 12 | 1987 | GEO | 4 | 2007
Ormat Nevada Inc | Ormesa II | CA | ST | RE | 1.2 | 12 | 1987 | GEO | 4 | 2007
Ormat Nevada Inc | Ormesa II | CA | ST | RE | 1.2 | 12 | 1987 | GEO | 4 | 2007
Devon Gas Services | Bridgeport Gas Processing Plant | TX | IC | RE | 0.3 | 1 | 1958 | NG | 7 | 2000
Devon Gas Services | Bridgeport Gas Processing Plant | TX | IC | RE | 0.3 | 1 | 1958 | NG | 6 | 2000
Devon Gas Services | Bridgeport Gas Processing Plant | TX | IC | RE | 0.3 | 1 | 1958 | NG | 7 | 2000
Devon Gas Services | Bridgeport Gas Processing Plant | TX | IC | RE | 0.3 | 1 | 1958 | NG | 6 | 2000
Norit Americas Inc | Norit Americas Marshall Plant | TX | ST | RE | 2 | 1 | 1921 | LIG | 1 | 2008
Norit Americas Inc | Norit Americas Marshall Plant | TX | ST | RE | 2 | 3 | 2011 | LIG | 2 | 2012
Athens Regional Medical Center | Athens Regional Medical Center | GA | IC | RE | 0.7 | 1 | 1979 | DFO | 3 | 2010
Brookfield White Pine Hydro LLC | Fort Halifax | ME | HY | RE | 0.7 | 4 | 1908 | WAT | 12 | 2002 | 94.6667 |  | 0.7 | 66.2667
Brookfield White Pine Hydro LLC | Fort Halifax | ME | HY | RE | 0.7 | 4 | 1908 | WAT | 12 | 2002 | 94.6667 |  | 0.7 | 66.2667
AG Energy LP | Ogdensburg Power | NY | CT | RE | 48.8 | 10 | 1993 | NG | 10 | 2007
AG Energy LP | Ogdensburg Power | NY | CT | RE | 23.6 | 10 | 1993 | NG | 10 | 2007
Old Dominion Electric Coop | Marsh Run Generating | VA | GT | IP | 195.5 |  |  | NG
Deseret Generation & Tran Coop | Bonanza | UT | ST | IP | 110 |  |  | WC
Prairie Power, Inc | Pittsfield | IL | IC | RE | 1 | 11 | 1949 | DFO | 12 | 2011
Prairie Power, Inc | Pittsfield | IL | IC | RE | 1 | 11 | 1949 | DFO | 12 | 2011
Prairie Power, Inc | Pittsfield | IL | IC | RE | 1 | 11 | 1949 | DFO | 12 | 2011
Prairie Power, Inc | Pittsfield | IL | IC | RE | 3 | 4 | 1955 | DFO | 12 | 2011
Prairie Power, Inc | Pittsfield | IL | IC | RE | 3 | 4 | 1955 | DFO | 12 | 2011
Prairie Power, Inc | Pearl Station | IL | ST | RE | 22 | 1 | 1967 | BIT | 6 | 2012
Truckee-Carson Irrigation District | Lahontan | NV | IC | RE | 1 | 1 | 1949 | DFO | 12 | 1992
Truckee-Carson Irrigation District | Lahontan | NV | IC | RE | 1 | 1 | 1949 | DFO | 12 | 1992
Unalakleet Valley Elec Coop | Unalakleet | AK | IC | RE | 0.4 | 10 | 1965 | DFO | 5 | 2010
Unalakleet Valley Elec Coop | Unalakleet | AK | IC | RE | 0.4 | 5 | 1982 | DFO | 5 | 2010
Unalakleet Valley Elec Coop | Unalakleet | AK | IC | RE | 0.4 | 3 | 1983 | DFO | 5 | 2010
Unalakleet Valley Elec Coop | Unalakleet | AK | IC | RE | 0.4 | 3 | 1983 | DFO | 5 | 2010
American Mun Power-Ohio, Inc | Richard Gorsuch | OH | ST | RE | 50 | 9 | 1988 | BIT | 11 | 2010
American Mun Power-Ohio, Inc | Richard Gorsuch | OH | ST | RE | 50 | 9 | 1988 | BIT | 11 | 2010
American Mun Power-Ohio, Inc | Richard Gorsuch | OH | ST | RE | 50 | 9 | 1988 | BIT | 11 | 2010
American Mun Power-Ohio, Inc | Richard Gorsuch | OH | ST | RE | 50 | 9 | 1988 | BIT | 11 | 2010
Southern Minnesota Mun P Agny | Fairmont | MN | ST | RE | 5 | 88 | 1945 | NG | 12 | 2009
Southern Minnesota Mun P Agny | Fairmont | MN | ST | RE | 5 | 88 | 1949 | NG | 12 | 2009
Southern Minnesota Mun P Agny | Fairmont | MN | ST | RE | 12.5 | 88 | 1959 | NG | 12 | 2009
BP PLC | Whiting Refinery | IN | ST | RE | 5 | 1 | 1928 | OG | 2 | 2011
BP PLC | Whiting Refinery | IN | ST | RE | 5 | 1 | 1928 | OG | 6 | 2004
Chevron Products Company-Richmond | Richmond Refinery TG800 | CA | ST | RE | 4 | 1 | 1936 | OG | 11 | 2005
Chevron Products Company-Richmond | Richmond Refinery TG800 | CA | ST | RE | 4 | 1 | 1936 | OG | 5 | 2005
Chevron Products Company-Richmond | Richmond Refinery TG800 | CA | ST | RE | 4 | 1 | 1936 | OG | 1 | 2006
Chevron Products Company-Richmond | Richmond Refinery TG800 | CA | ST | RE | 9 | 1 | 1950 | OG | 10 | 2005
Chevron Products Company-Richmond | Richmond Cogen | CA | GT | IP | 43 |  |  | NG
Ameren Energy Resources Generating Co. | Sterling Avenue | IL | GT | RE | 18 | 12 | 1967 | NG | 4 | 2009
Ameren Energy Resources Generating Co. | Sterling Avenue | IL | GT | RE | 18 | 12 | 1967 | NG | 4 | 2009
SP Fiber Technologies NW LLC | SPFT - Newberg Cogen | OR | GT | RE | 54 | 5 | 2002 | NG | 12 | 2008
SP Fiber Technologies NW LLC | SPFT - Newberg Cogen | OR | GT | RE | 54 | 5 | 2002 | NG | 5 | 2007
Waterside Power, LLC | Waterside Power, LLC | CT | GT | RE | 23.2 | 6 | 2003 | DFO | 10 | 2003
Waterside Power, LLC | Waterside Power, LLC | CT | GT | RE | 23.2 | 6 | 2003 | DFO | 10 | 2003
Waterside Power, LLC | Waterside Power, LLC | CT | GT | RE | 23.2 | 5 | 2004 | DFO | 2 | 2006
Great Bay Hydro Corp | Newport Diesels | VT | IC | RE | 1.1 | 88 | 1954 | DFO | 7 | 2007
Great Bay Hydro Corp | Newport Diesels | VT | IC | RE | 0.9 | 88 | 1948 | DFO | 7 | 2007
Great Bay Hydro Corp | Newport Diesels | VT | IC | RE | 0.9 | 88 | 1948 | DFO | 7 | 2007
Great Bay Hydro Corp | Newport Diesels | VT | IC | RE | 0.9 | 88 | 1948 | DFO | 7 | 2007
Great Bay Hydro Corp | Newport Diesels | VT | IC | RE | 0.9 | 88 | 1948 | DFO | 7 | 2007
Great Bay Hydro Corp | Newport Diesels | VT | IC | RE | 1.1 | 88 | 1954 | DFO | 7 | 2007
Great Bay Hydro Corp | Newport Diesels | VT | IC | RE | 1.1 | 88 | 1954 | DFO | 7 | 2007
Invenergy Services LLC | Gunsight Mountain Wind Energy LLC | TX | WT | IP | 120 |  |  | WND
Newmont Nevada Energy Investment, LLC | TS Power Plant | NV | GT | IP | 41.9 |  |  | DFO
Newmont Nevada Energy Investment, LLC | TS Power Plant | NV | GT | IP | 41.9 |  |  | DFO
Newmont Nevada Energy Investment, LLC | TS Power Plant | NV | GT | IP | 41.9 |  |  | DFO
Newmont Nevada Energy Investment, LLC | TS Power Plant | NV | GT | IP | 41.9 |  |  | DFO
DEGS of O&M, LLC | Enterprise Energy Facility | MS | GT | RE | 86.5 | 5 | 2002 | NG | 12 | 2006
DEGS of O&M, LLC | Enterprise Energy Facility | MS | GT | RE | 86.5 | 5 | 2002 | NG | 12 | 2006
DEGS of O&M, LLC | Enterprise Energy Facility | MS | GT | RE | 86.5 | 5 | 2002 | NG | 12 | 2006
DEGS of O&M, LLC | Enterprise Energy Facility | MS | GT | RE | 86.5 | 5 | 2002 | NG | 12 | 2006
FPL Energy Operating Services, Inc. | San Gorgonio Windplant WPP1993 | CA | WT | RE | 34.5 | 4 | 1994 | WND | 9 | 2011
Constellation Mystic Power LLC | Mystic Generating Station | MA | ST | RE | 156.2 | 11 | 1957 | RFO | 12 | 2003
Constellation Mystic Power LLC | Mystic Generating Station | MA | ST | RE | 156.2 | 6 | 1959 | RFO | 12 | 2003
Constellation Mystic Power LLC | Mystic Generating Station | MA | ST | RE | 156.2 | 4 | 1961 | RFO | 12 | 2003
Lincoln Paper and Tissue, LLC | Lincoln Paper & Tissue | ME | ST | RE | 2.5 | 1 | 1951 | BLQ | 5 | 2005
Topaz Power Group LLC | Laredo | TX | ST | RE | 34.5 | 5 | 1951 | NG | 9 | 2008
Topaz Power Group LLC | Laredo | TX | ST | RE | 37.5 | 5 | 1955 | NG | 9 | 2008
Topaz Power Group LLC | Laredo | TX | ST | RE | 115.2 | 8 | 1975 | NG | 9 | 2008
Topaz Power Group LLC | Nueces Bay | TX | ST | RE | 32.5 | 6 | 1949 | NG | 5 | 2008
Topaz Power Group LLC | Nueces Bay | TX | ST | RE | 180 | 5 | 1965 | NG | 5 | 2008
Invista | Seaford Delaware Plant | DE | ST | RE | 10 | 1 | 1939 | NG | 1 | 2010
Invista | Seaford Delaware Plant | DE | ST | RE | 10 | 1 | 1939 | BIT | 5 | 2009
Invista | Seaford Delaware Plant | DE | ST | RE | 10 | 1 | 1939 | NG | 1 | 2010
Invista | Waynesboro Virginia Plant | VA | ST | RE | 3 | 1 | 1929 | BIT | 12 | 2010
Invista | Waynesboro Virginia Plant | VA | ST | RE | 3 | 1 | 1929 | BIT | 12 | 2010
Invista | Waynesboro Virginia Plant | VA | ST | RE | 3 | 1 | 1935 | BIT | 1 | 2008
Invista | Waynesboro Virginia Plant | VA | ST | RE | 3.4 | 1 | 1947 | BIT | 12 | 2010
PPG Industries Inc Works 14 | PPG Industries Works 14 | IL | IC | RE | 1.2 | 12 | 1999 | DFO | 12 | 2005
Utility Board of Key West City | Big Pine | FL | IC | RE | 2.7 | 2 | 1969 | DFO | 9 | 2006
Utility Board of Key West City | Cudjoe | FL | IC | RE | 2.7 | 8 | 1966 | DFO | 9 | 2006
Utility Board of Key West City | Cudjoe | FL | IC | RE | 2.3 | 8 | 1968 | DFO | 9 | 2006
Utility Board of Key West City | Stock Island | FL | IC | RE | 2.5 | 1 | 1965 | DFO | 12 | 2009
Utility Board of Key West City | Stock Island | FL | IC | RE | 2.5 | 1 | 1965 | DFO | 12 | 2009
Utility Board of Key West City | Stock Island | FL | IC | RE | 2.5 | 1 | 1965 | DFO | 12 | 2009
AE Operations LLC | Southbridge Energy Center LLC | MA | ST | RE | 5 | 1 | 1946 | NG | 12 | 2000
AE Operations LLC | Southbridge Energy Center LLC | MA | ST | RE | 3 | 1 | 1938 | NG | 12 | 2000
Rock-Tenn Company | Rock-Tenn Mill | AL | ST | RE | 19 | 12 | 2003 | BLQ | 5 | 2012
Rock-Tenn Company | Rock-Tenn Mill | AL | ST | RE | 10 | 10 | 1957 | BLQ | 10 | 2003
DeKalb Regional Health System | DeKalb Medical Center-Hillandale | GA | IC | RE | 1.5 | 8 | 2003 | DFO | 8 | 2003
Lafayette Utilities System | Rodemacher | LA | ST | RE | 13.3 | 0 | 1950 | NG | 1 | 1997
Lafayette Utilities System | Rodemacher | LA | ST | RE | 25.4 | 0 | 1950 | NG | 1 | 1997
WTG Jameson, L.P. | Jameson Gas Processing Plant | TX | IC | RE | 0.5 | 1 | 1986 | NG | 12 | 1999
Infigen Asset Management LLC | Alliant 1 Wind | IA | WT | IP | 110 |  |  | WND
Exergy Development Group | Jack Ranch 200 | ID | WT | IP | 200 |  |  | WND
Georgia-Pacific Consr Ops LLC-Palatka | Georgia-Pacific Palatka Operations | FL | ST | RE | 14 | 6 | 1956 | BLQ | 1 | 2007
Enel Stillwater LLC | Stillwater Facility | NV | BT | RE | 1.5 | 4 | 1989 | GEO | 1 | 2009
Enel Stillwater LLC | Stillwater Facility | NV | BT | RE | 1.5 | 4 | 1989 | GEO | 1 | 2009
Enel Stillwater LLC | Stillwater Facility | NV | BT | RE | 1.5 | 4 | 1989 | GEO | 1 | 2009
Enel Stillwater LLC | Stillwater Facility | NV | BT | RE | 1.5 | 4 | 1989 | GEO | 1 | 2009
Enel Stillwater LLC | Stillwater Facility | NV | BT | RE | 1.5 | 4 | 1989 | GEO | 1 | 2009
Enel Stillwater LLC | Stillwater Facility | NV | BT | RE | 1.5 | 4 | 1989 | GEO | 1 | 2009
Enel Stillwater LLC | Stillwater Facility | NV | BT | RE | 1.5 | 4 | 1989 | GEO | 1 | 2009
Enel Stillwater LLC | Stillwater Facility | NV | BT | RE | 1.5 | 4 | 1989 | GEO | 1 | 2009
Enel Stillwater LLC | Stillwater Facility | NV | BT | RE | 1.5 | 4 | 1989 | GEO | 1 | 2009
Enel Stillwater LLC | Stillwater Facility | NV | BT | RE | 1.5 | 4 | 1989 | GEO | 1 | 2009
Enel Stillwater LLC | Stillwater Facility | NV | BT | RE | 1.5 | 4 | 1989 | GEO | 1 | 2009
Enel Stillwater LLC | Stillwater Facility | NV | BT | RE | 1.5 | 4 | 1989 | GEO | 1 | 2009
Enel Stillwater LLC | Stillwater Facility | NV | BT | RE | 1.5 | 4 | 1989 | GEO | 1 | 2009
Enel Stillwater LLC | Stillwater Facility | NV | BT | RE | 1.5 | 4 | 1989 | GEO | 1 | 2009
Innovative Energy Systems Inc | Modern Innovative Energy LLC | NY | IC | IP | 1.6 |  |  | LFG
Innovative Energy Systems Inc | Modern Innovative Energy LLC | NY | IC | IP | 1.6 |  |  | LFG
Innovative Energy Systems Inc | Modern Innovative Energy LLC | NY | IC | IP | 1.6 |  |  | LFG
Innovative Energy Systems Inc | Modern Innovative Energy LLC | NY | IC | IP | 1.6 |  |  | LFG
Innovative Energy Systems Inc | Colonie LFGTE Facility | NY | IC | IP | 1.6 |  |  | LFG
Innovative Energy Systems Inc | Hyland LFGTE Facility | NY | IC | IP | 1.6 |  |  | LFG
Valero Energy Corporation | Valero Energy Port Arthur Refinery | TX | CT | RE | 13.7 | 6 | 1972 | NG | 11 | 2006
Chevron USA Inc | McKittrick Cogen | CA | GT | RE | 3.2 | 10 | 1984 | NG | 6 | 2012
Chevron USA Inc | McKittrick Cogen | CA | GT | RE | 3.2 | 10 | 1984 | NG | 6 | 2012
Chevron USA Inc | McKittrick Cogen | CA | GT | RE | 3.2 | 10 | 1984 | NG | 6 | 2012
Chevron USA Inc | Kern River Fee B Cogen | CA | GT | RE | 3.7 | 5 | 1987 | NG | 3 | 2011
Chevron USA Inc | Kern River Fee A Cogen | CA | GT | RE | 3.7 | 6 | 1986 | NG | 3 | 2011
Chevron USA Inc | Kern River Fee A Cogen | CA | GT | RE | 3.7 | 6 | 1986 | NG | 3 | 2011
Chevron USA Inc | Kern River Fee C Cogen | CA | GT | RE | 4.2 | 2 | 1987 | NG | 3 | 2011
Chevron USA Inc | Kern River Fee C Cogen | CA | GT | RE | 3.7 | 2 | 1987 | NG | 3 | 2011
WM Renewable Energy LLC | New Milford Gas Recovery | CT | GT | RE | 3 | 7 | 1991 | LFG | 9 | 2007
WM Renewable Energy LLC | Monroe Livingston Gas Recovery | NY | IC | RE | 0.8 | 12 | 1988 | LFG | 1 | 2009
WM Renewable Energy LLC | Omega Hills Gas Recovery | WI | IC | RE | 1.1 | 9 | 1992 | LFG | 6 | 2001
WM Renewable Energy LLC | Stowe Power Production Plant | PA | GT | RE | 3 | 3 | 1989 | LFG | 1 | 2010
WM Renewable Energy LLC | BJ Gas Recovery | GA | IC | RE | 0.8 | 9 | 1993 | LFG | 2 | 2007
WM Renewable Energy LLC | Metro Methane Recovery Facility | IA | IC | IP | 1.6 |  |  | LFG
WM Renewable Energy LLC | EKS Landfill | MN | IC | RE | 0.9 | 5 | 1994 | LFG | 3 | 2007
WM Renewable Energy LLC | Ridgeview | WI | IC | RE | 0.8 | 12 | 2006 | LFG | 9 | 2010
WM Renewable Energy LLC | Timberline Trail Gas Recovery | WI | IC | RE | 0.8 | 12 | 2007 | LFG | 10 | 2011
WM Renewable Energy LLC | Timberline Trail Gas Recovery | WI | IC | RE | 0.8 | 12 | 2007 | LFG | 10 | 2011
WM Renewable Energy LLC | Mahoning | OH | IC | IP | 0.8 |  |  | LFG
WM Illinois Renewable Energy LLC | CID Gas Recovery | IL | GT | RE | 3 | 3 | 1989 | LFG | 4 | 2011
WM Illinois Renewable Energy LLC | Lake Gas Recovery | IL | GT | RE | 3 | 8 | 1988 | LFG | 10 | 2008
WM Illinois Renewable Energy LLC | Greene Valley Gas Recovery | IL | GT | RE | 3.3 | 3 | 1998 | LFG | 2 | 2010
NRG Wholesale Generation LP | Seward | PA | ST | RE | 62 | 6 | 1950 | BIT | 11 | 2003
NRG Wholesale Generation LP | Seward | PA | ST | RE | 156.2 | 4 | 1957 | BIT | 11 | 2003
NRG Texas Power LLC | Cedar Bayou | TX | ST | RE | 765 | 12 | 1974 | NG | 7 | 2007
NRG Texas Power LLC | P H Robinson | TX | ST | RE | 484.5 | 6 | 1966 | NG | 10 | 2009
NRG Texas Power LLC | P H Robinson | TX | ST | RE | 484.5 | 4 | 1967 | NG | 10 | 2009
NRG Texas Power LLC | P H Robinson | TX | ST | RE | 580.5 | 12 | 1968 | NG | 10 | 2009
NRG Texas Power LLC | P H Robinson | TX | ST | RE | 765 | 12 | 1973 | NG | 10 | 2009
NRG Texas Power LLC | Sam Bertron | TX | GT | RE | 32.6 | 7 | 1967 | NG | 4 | 2009
NRG Texas Power LLC | T H Wharton | TX | ST | RE | 247.8 | 6 | 1960 | NG | 12 | 2005
NRG Texas Power LLC | Webster | TX | ST | RE | 410 | 5 | 1965 | NG | 3 | 2006
NRG Texas Power LLC | Webster | TX | GT | RE | 16.3 | 7 | 1967 | NG | 3 | 2006
FirstLight Power Resources Services LLC | Shepaug | CT | GT | IP | 49.2 |  |  | DFO
ReNu Power Holdings LLC | J L Bates | TX | ST | RE | 75 | 6 | 1958 | NG | 10 | 2008
ReNu Power Holdings LLC | J L Bates | TX | ST | RE | 113.7 | 5 | 1960 | NG | 10 | 2008
ReNu Power Holdings LLC | Lon C Hill | TX | ST | RE | 75 | 3 | 1954 | NG | 12 | 2006
ReNu Power Holdings LLC | Lon C Hill | TX | ST | RE | 75 | 3 | 1956 | NG | 12 | 2006
ReNu Power Holdings LLC | Lon C Hill | TX | ST | RE | 163.2 | 5 | 1959 | NG | 12 | 2010
ReNu Power Holdings LLC | Lon C Hill | TX | ST | RE | 261 | 5 | 1969 | NG | 12 | 2006
ReNu Power Holdings LLC | La Palma | TX | ST | RE | 23 | 5 | 1947 | NG | 2 | 2007
ReNu Power Holdings LLC | La Palma | TX | ST | RE | 23 | 5 | 1949 | NG | 2 | 2007
ReNu Power Holdings LLC | La Palma | TX | ST | RE | 163.2 | 5 | 1970 | NG | 2 | 2007
ReNu Power Holdings LLC | La Palma | TX | GT | RE | 49.1 | 10 | 1975 | NG | 12 | 2006
ReNu Power Holdings LLC | Victoria | TX | ST | RE | 75 | 3 | 1955 | NG | 12 | 2008
ReNu Power Holdings LLC | Victoria | TX | ST | RE | 261 | 5 | 1968 | NG | 12 | 2006
PPL Renewable Energy LLC | Maidencreek Biomass Plant | PA | ST | IP | 5.2 |  |  | WDS
PPL Renewable Energy LLC | Jersey Shore Steel Co | PA | IC | IP | 1.6 |  |  | LFG
PPL Renewable Energy LLC | Warren County | NJ | PV | IP | 0.5 |  |  | SUN
PPL Renewable Energy LLC | Warren County | NJ | PV | IP | 0.5 |  |  | SUN
PPL Renewable Energy LLC | Warren County | NJ | PV | IP | 0.5 |  |  | SUN
PPL Renewable Energy LLC | Warren County | NJ | PV | IP | 0.5 |  |  | SUN
PPL Renewable Energy LLC | Warren County | NJ | PV | IP | 0.5 |  |  | SUN
PPL Renewable Energy LLC | Warren County | NJ | PV | IP | 0.5 |  |  | SUN
PPL Renewable Energy LLC | PPL Glendon LFGTE Plant | PA | IC | IP | 1.6 |  |  | LFG
Boralex Sherman LLC | Boralex Sherman LLC | ME | ST | RE | 21 | 7 | 1986 | WDS | 3 | 2009
Domtar Paper Co LLC Kingsport Mill | Weyerhaeuser Kingsport Mill | TN | ST | RE | 4 | 1 | 1937 | BIT | 4 | 1999
Domtar Paper Co LLC Kingsport Mill | Weyerhaeuser Kingsport Mill | TN | ST | RE | 7 | 1 | 1956 | BLQ | 10 | 2006
Domtar Paper Co LLC Kingsport Mill | Weyerhaeuser Kingsport Mill | TN | ST | RE | 12 | 1 | 1965 | BLQ | 10 | 2006
Energy Developments Inc | Middle Point Landfill Gas Recovery | TN | IC | RE | 1.4 | 6 | 2000 | LFG | 12 | 2011
Energy Developments Inc | Middle Point Landfill Gas Recovery | TN | IC | RE | 1.4 | 6 | 2000 | LFG | 12 | 2011
RG Steel, LLC | RG Steel Sparrows Point, LLC | MD | ST | RE | 30 | 1 | 1949 | BFG | 6 | 2012
RG Steel, LLC | RG Steel Sparrows Point, LLC | MD | ST | RE | 30 | 1 | 1949 | BFG | 6 | 2012
RG Steel, LLC | RG Steel Sparrows Point, LLC | MD | ST | RE | 30 | 1 | 1949 | BFG | 6 | 2012
RG Steel, LLC | RG Steel Sparrows Point, LLC | MD | ST | RE | 30 | 1 | 1949 | BFG | 6 | 2012
Domtar Paper Company LLC | Domtar Paper Co LLC Plymouth NC | NC | ST | RE | 7.5 | 3 | 1949 | BIT | 1 | 2002
Domtar Paper Company LLC | Domtar Paper Co LLC Plymouth NC | NC | ST | RE | 7.5 | 1 | 1956 | BIT | 5 | 2006
Wellington Development WVDT LLC | Greene Energy Resource Recovery Project | PA | ST | IP | 580 |  |  | WC
Acciona Wind Energy USA LLC | Dempsey Ridge Wind Farm | OK | WT | IP | 92 |  |  | WND
Georgia-Pacific Consr Prods LP-Green Bay | Green Bay West Mill | WI | ST | RE | 1.5 | 1 | 1929 | PC | 2 | 2002
Georgia-Pacific Consr Prods LP-Green Bay | Green Bay West Mill | WI | ST | RE | 3 | 1 | 1933 | PC | 2 | 2002
Georgia-Pacific Consr Prods LP-Green Bay | Green Bay West Mill | WI | ST | RE | 3 | 1 | 1940 | PC | 2 | 2002
Georgia-Pacific Consr Prods LP-Green Bay | Green Bay West Mill | WI | ST | RE | 2.5 | 1 | 1947 | PC | 2 | 2002
Georgia-Pacific Consr Prods LP-Green Bay | Green Bay West Mill | WI | ST | RE | 25 | 1 | 1977 | PC | 12 | 2004
Bio-Gas Technologies LTD | Renewable Energy Services of Ohio | OH | IC | IP | 0.6 |  |  | LFG
AE Power Services LLC | Edom Hills Project 1 LLC | CA | WT | RE | 11 | 12 | 1985 | WND | 8 | 2007
Valencia Power LLC | Valencia Energy Facility | NM | GT | IP | 159.5 |  |  | NG
Valencia Power LLC | Valencia Energy Facility | NM | GT | IP | 84.2 |  |  | NG
Valencia Power LLC | Valencia Energy Facility | NM | GT | IP | 84.2 |  |  | NG
Valencia Power LLC | Valencia Energy Facility | NM | CT | IP | 84.2 |  |  | NG
Valencia Power LLC | Valencia Energy Facility | NM | CT | IP | 84.2 |  |  | NG
Catalyst Paper Corp | Catalyst Paper Snowflake Mill | AZ | ST | RE | 27.2 | 6 | 1961 | SUB | 9 | 2012
Catalyst Paper Corp | Catalyst Paper Snowflake Mill | AZ | ST | RE | 43.3 | 12 | 1974 | SUB | 9 | 2012
Luminant Generation Company LLC | North Lake | TX | ST | RE | 176.8 | 12 | 1959 | NG | 5 | 2009
Luminant Generation Company LLC | North Lake | TX | ST | RE | 170.4 | 12 | 1961 | NG | 5 | 2009
Luminant Generation Company LLC | North Lake | TX | ST | RE | 361.3 | 7 | 1964 | NG | 5 | 2009
Luminant Generation Company LLC | Parkdale | TX | ST | RE | 79.6 | 6 | 1953 | NG | 3 | 2004
Luminant Generation Company LLC | Parkdale | TX | ST | RE | 125 | 3 | 1955 | NG | 3 | 2004
Luminant Generation Company LLC | Parkdale | TX | ST | RE | 136 | 3 | 1957 | NG | 3 | 2004
Luminant Generation Company LLC | Eagle Mountain | TX | ST | RE | 122.5 | 7 | 1954 | NG | 12 | 2010
Luminant Generation Company LLC | Eagle Mountain | TX | ST | RE | 187.5 | 12 | 1956 | NG | 12 | 2010
Luminant Generation Company LLC | Eagle Mountain | TX | ST | RE | 396.1 | 6 | 1971 | NG | 12 | 2010
Luminant Generation Company LLC | Morgan Creek | TX | ST | RE | 18.4 | 7 | 1950 | NG | 3 | 2004
Luminant Generation Company LLC | Morgan Creek | TX | ST | RE | 46 | 7 | 1952 | NG | 3 | 2004
Luminant Generation Company LLC | Morgan Creek | TX | ST | RE | 75 | 6 | 1954 | NG | 3 | 2004
Luminant Generation Company LLC | Morgan Creek | TX | ST | RE | 170.4 | 6 | 1959 | NG | 12 | 2011
Luminant Generation Company LLC | Morgan Creek | TX | ST | RE | 517.5 | 7 | 1966 | NG | 12 | 2011
Luminant Generation Company LLC | Morgan Creek | TX | ST | IP | 800 |  |  | SUB
Luminant Generation Company LLC | North Main | TX | ST | RE | 81.2 | 5 | 1952 | NG | 3 | 2004
Luminant Generation Company LLC | Lake Creek | TX | ST | IP | 800 |  |  | SUB
Luminant Generation Company LLC | River Crest | TX | ST | RE | 112.5 | 6 | 1954 | NG | 3 | 2004
Luminant Generation Company LLC | Martin Lake | TX | ST | IP | 800 |  |  | SUB
Luminant Generation Company LLC | Monticello | TX | ST | IP | 800 |  |  | SUB
Luminant Generation Company LLC | TXU Sweetwater Generating Plant | TX | CT | RE | 45 | 6 | 1989 | NG | 5 | 2009
Luminant Generation Company LLC | TXU Sweetwater Generating Plant | TX | CT | RE | 99 | 6 | 1989 | NG | 5 | 2009
Luminant Generation Company LLC | TXU Sweetwater Generating Plant | TX | CT | RE | 99 | 6 | 1989 | NG | 5 | 2009
Luminant Generation Company LLC | TXU Sweetwater Generating Plant | TX | CA | RE | 101 | 6 | 1989 | NG | 9 | 2009
Avenal Power Center LLC | Avenal Power Center | CA | CC | IP | 600 |  |  | NG
Kamin LLC | Kamin LLC Wrens Plant | GA | GT | RE | 1 | 1 | 1986 | NG | 6 | 2002
Kamin LLC | Kamin LLC Wrens Plant | GA | IC | RE | 1.1 | 1 | 1988 | DFO | 6 | 2006
Fibrowatt LLC | FibroHills | NC | ST | IP | 60 |  |  | OBS
Fibrowatt LLC | FibroMont | NC | ST | IP | 62 |  |  | AB
CMP Sartell LLC | International Paper Sartell Mill | MN | ST | RE | 20.4 | 6 | 1982 | BIT | 5 | 2012
CMP Sartell LLC | International Paper Sartell Mill | MN | HY | RE | 0.9 | 3 | 1985 | WAT | 5 | 2012 | 27.1667 |  | 0.9 | 24.45
CMP Sartell LLC | International Paper Sartell Mill | MN | HY | RE | 0.9 | 3 | 1985 | WAT | 5 | 2012 | 27.1667 |  | 0.9 | 24.45
CMP Sartell LLC | International Paper Sartell Mill | MN | HY | RE | 0.9 | 3 | 1985 | WAT | 5 | 2012 | 27.1667 |  | 0.9 | 24.45
CMP Sartell LLC | International Paper Sartell Mill | MN | HY | RE | 0.9 | 3 | 1985 | WAT | 5 | 2012 | 27.1667 |  | 0.9 | 24.45
CMP Sartell LLC | International Paper Sartell Mill | MN | HY | RE | 0.9 | 3 | 1985 | WAT | 5 | 2012 | 27.1667 |  | 0.9 | 24.45
CMP Sartell LLC | International Paper Sartell Mill | MN | HY | RE | 0.9 | 3 | 1985 | WAT | 5 | 2012 | 27.1667 |  | 0.9 | 24.45
CMP Sartell LLC | International Paper Sartell Mill | MN | HY | RE | 0.9 | 3 | 1985 | WAT | 5 | 2012 | 27.1667 |  | 0.9 | 24.45
CMP Sartell LLC | International Paper Sartell Mill | MN | HY | RE | 0.8 | 3 | 1985 | WAT | 5 | 2012 | 27.1667 |  | 0.8 | 21.7333
CMP Sartell LLC | International Paper Sartell Mill | MN | HY | RE | 0.8 | 3 | 1985 | WAT | 5 | 2012 | 27.1667 |  | 0.8 | 21.7333
CMP Sartell LLC | International Paper Sartell Mill | MN | HY | RE | 0.7 | 3 | 1985 | WAT | 5 | 2012 | 27.1667 |  | 0.7 | 19.0167
CMP Sartell LLC | International Paper Sartell Mill | MN | HY | RE | 0.7 | 3 | 1985 | WAT | 5 | 2012 | 27.1667 |  | 0.7 | 19.0167
Encore Energy Partners Operating LLC | Elk Basin Gasoline Plant | WY | ST | RE | 0.5 | 1 | 1958 | OG | 3 | 2007
Southeastern Chester County Refuse Auth | SECCRA Community Landfill | PA | IC | RE | 1.1 | 10 | 2008 | LFG | 11 | 2010
Atlas Pipeline Mid Continent WestTex LLC | Midkiff Plant | TX | IC | RE | 1.2 | 5 | 1990 | NG | 12 | 2009
Atlas Pipeline Mid Continent WestTex LLC | Midkiff Plant | TX | IC | RE | 1.2 | 5 | 1990 | NG | 12 | 2009
Atlas Pipeline Mid Continent WestTex LLC | Midkiff Plant | TX | IC | RE | 1.2 | 5 | 1990 | NG | 12 | 2009
GreenVolts Inc | GV1 | CA | PV | IP | 1 |  |  | SUN
GreenVolts Inc | GV1 | CA | PV | IP | 1 |  |  | SUN
ArcelorMittal USA Inc | 2 AC Station | IN | ST | RE | 20 | 1 | 1948 | BFG | 4 | 2009
ArcelorMittal USA Inc | 2 AC Station | IN | ST | RE | 20 | 3 | 1950 | BFG | 4 | 2009
ArcelorMittal USA Inc | 2 AC Station | IN | ST | RE | 11.2 | 3 | 1931 | BFG | 12 | 2007
ArcelorMittal USA Inc | 2 AC Station | IN | ST | RE | 11.2 | 1 | 1926 | BFG | 4 | 2009
ArcelorMittal USA Inc | 2 AC Station | IN | ST | RE | 20 | 1 | 1938 | BFG | 6 | 1996
ArcelorMittal USA Inc | 4 AC Station | IN | ST | RE | 67.5 | 8 | 1963 | BIT | 4 | 1999
ArcelorMittal USA Inc | 4 AC Station | IN | ST | RE | 67.5 | 10 | 1963 | BIT | 4 | 1999
NAEA Operating Company LLC | NAEA Ocean Peaking Power LLC | NJ | GT | IP | 191.5 |  |  | NG
Fairbanks Morse Engine | Fairbanks Morse Engine | WI | IC | RE | 3.1 | 8 | 1996 | DFO | 9 | 2007
Savannah River Nuclear Solutions LLC | US DOE Savannah River Site (D Area) | SC | ST | RE | 9.4 | 1 | 1952 | BIT | 4 | 2012
Savannah River Nuclear Solutions LLC | US DOE Savannah River Site (D Area) | SC | ST | RE | 9.4 | 1 | 1952 | BIT | 4 | 2012
Savannah River Nuclear Solutions LLC | US DOE Savannah River Site (D Area) | SC | ST | RE | 9.4 | 1 | 1952 | BIT | 4 | 2012
Savannah River Nuclear Solutions LLC | US DOE Savannah River Site (D Area) | SC | ST | RE | 12.5 | 1 | 1952 | BIT | 4 | 2012
Savannah River Nuclear Solutions LLC | US DOE Savannah River Site (D Area) | SC | ST | RE | 12.5 | 1 | 1952 | BIT | 4 | 2012
Savannah River Nuclear Solutions LLC | US DOE Savannah River Site (D Area) | SC | ST | RE | 12.5 | 1 | 1952 | BIT | 4 | 2012
Savannah River Nuclear Solutions LLC | US DOE Savannah River Site (D Area) | SC | ST | RE | 12.5 | 1 | 1952 | BIT | 4 | 2012
GDF Suez North America | Newgulf Cogen | TX | CA | RE | 12.5 | 12 | 1988 | NG | 2 | 2005
CPV Valley LLC | CPV Valley Energy Center | NY | CT | IP | 190 |  |  | NG
Smart Papers Holdings LLC | Smart Papers LLC | OH | ST | RE | 1 | 6 | 2009 | BIT | 8 | 2012
Smart Papers Holdings LLC | Smart Papers LLC | OH | ST | RE | 1.5 | 6 | 2009 | BIT | 8 | 2012
Smart Papers Holdings LLC | Smart Papers LLC | OH | ST | RE | 9.4 | 6 | 2009 | BIT | 8 | 2012
Smart Papers Holdings LLC | Smart Papers LLC | OH | ST | RE | 9.4 | 6 | 2009 | BIT | 8 | 2012
Smart Papers Holdings LLC | Smart Papers LLC | OH | ST | RE | 6 | 1 | 1924 | BIT | 8 | 2012
Smart Papers Holdings LLC | Smart Papers LLC | OH | ST | RE | 1.5 | 1 | 1927 | BIT | 5 | 2009
Smart Papers Holdings LLC | Smart Papers LLC | OH | ST | RE | 7.5 | 1 | 1930 | BIT | 8 | 2012
Smart Papers Holdings LLC | Smart Papers LLC | OH | ST | RE | 10.5 | 1 | 1930 | BIT | 8 | 2012
Multitrade Rabun Gap LLC | Rabun Gap Cogen Facility | GA | ST | RE | 4.1 | 1 | 1986 | WDS | 1 | 2010
Green Gas-Pioneer Crossing Energy LLC | Pioneer Crossing Landfill Gas to Energy | PA | IC | IP | 1.6 |  |  | LFG
Air Products LLC | Pasadena | TX | GT | RE | 6.5 | 7 | 1985 | NG | 12 | 2012
Air Products LLC | Air Products Port Arthur | TX | CA | RE | 3 | 11 | 2000 | NG | 4 | 2012
DeKalb County GA | DeKalb County Green Energy Facility | GA | IC | IP | 1.6 |  |  | LFG
SCE Engineers | Montgomery County Oaks LFGE Plant | MD | GT | IP | 2.8 |  |  | LFG
SCE Engineers | Montgomery County Oaks LFGE Plant | MD | GT | IP | 2.8 |  |  | LFG
WEHRAN Energy Corporation | Brookhaven Facility | NY | IC | RE | 1.3 | 1 | 1995 | LFG | 1 | 2005
WEHRAN Energy Corporation | Brookhaven Facility | NY | IC | RE | 1.3 | 1 | 1995 | LFG | 12 | 2012
WEHRAN Energy Corporation | Brookhaven Facility | NY | IC | RE | 1.3 | 1 | 1995 | LFG | 12 | 2012
WEHRAN Energy Corporation | Brookhaven Facility | NY | IC | RE | 1.3 | 1 | 1995 | LFG | 12 | 2012
NAEA Rock Springs LLC | NAEA Rock Springs LLC | MD | GT | IP | 195 |  |  | NG
NAEA Rock Springs LLC | NAEA Rock Springs LLC | MD | GT | IP | 195 |  |  | NG
NAEA Energy Massachusetts LLC | NAEA Energy Massachusetts LLC | MA | ST | RE | 51 | 1 | 1949 | RFO | 4 | 2002
NAEA Energy Massachusetts LLC | NAEA Energy Massachusetts LLC | MA | ST | RE | 51 | 1 | 1952 | RFO | 4 | 2002
BIOENERGY POWER LLC | Bioenergy Power LLC | IN | ST | IP | 30 |  |  | WDS
Black Prairie Wind Farm LLC | Black Prairie Wind Farm LLC | IL | WT | IP | 200 |  |  | WND
Black Prairie Wind Farm LLC | Black Prairie Wind Farm LLC | IL | WT | IP | 200 |  |  | WND
Red Shield Acquisition LLC | Red Shield Envir Old Town Facility | ME | ST | RE | 3.5 | 7 | 1946 | RFO | 12 | 2002
Gamesa Energy USA | Crescent Ridge II Wind Energy Project | IL | WT | IP | 57.8 |  |  | WND
Gamesa Energy USA | Lancaster Wind Farm Project | IL | WT | IP | 70 |  |  | WND
Ascend Performance Materials | Ascend Performance Materials Texas Inc. | TX | ST | RE | 1.2 | 10 | 1990 | OG | 6 | 2005
Ascend Performance Materials | Ascend Performance Materials Texas Inc. | TX | ST | RE | 2 | 10 | 1990 | OG | 6 | 2005
KPAQ Industries LLC | St Francisville Mill | LA | GT | RE | 45 | 12 | 1985 | NG | 7 | 1999
National Grid Generation LLC | E F Barrett | NY | GT | RE | 18 | 7 | 1970 | NG | 10 | 2011
National Grid Generation LLC | Far Rockaway | NY | ST | RE | 100 | 12 | 1953 | NG | 7 | 2012
National Grid Generation LLC | Glenwood | NY | ST | RE | 114 | 12 | 1952 | NG | 7 | 2012
National Grid Generation LLC | Glenwood | NY | ST | RE | 114 | 11 | 1954 | NG | 7 | 2012
National Grid Generation LLC | Port Jefferson | NY | ST | RE | 46 | 10 | 1950 | RFO | 9 | 1997
National Grid Generation LLC | Port Jefferson | NY | ST | RE | 46 | 12 | 1948 | RFO | 9 | 1997
Liberty Green Renewables Indiana LLC | Scottsburg Renewable Energy Center | IN | ST | IP | 32 |  |  | WDS
Morris Energy Operations Company, LLC | York Generation Company LLC | PA | CT | RE | 8.3 | 4 | 1989 | NG | 12 | 2004
Morris Energy Operations Company, LLC | York Generation Company LLC | PA | CT | RE | 8.3 | 4 | 1989 | NG | 12 | 2004
Pattern Operators LP | Ecogen Wind | NY | WT | IP | 79.5 |  |  | WND
Pattern Operators LP | Seldom Seen Wind LLC | PA | WT | IP | 41 |  |  | WND
Pattern Operators LP | Aragonne Mesa Phase II | NM | WT | IP | 110.4 |  |  | WND
Pattern Operators LP | Majestic 2 Wind Farm | TX | WT | IP | 79.2 |  |  | WND
Pattern Operators LP | El Paso Wind Project | IL | WT | IP | 80 |  |  | WND
Optim Energy LLC | Twin Oaks Power One | TX | ST | IP | 600 |  |  | LIG
Delaware City Refining Company LLC | Delaware City Plant | DE | GT | RE | 1.2 | 9 | 1980 | NG | 10 | 1997
Calpine New Jersey Generation LLC | Deepwater | NJ | ST | RE | 53 | 5 | 1930 | RFO | 4 | 2004
Calpine New Jersey Generation LLC | Deepwater | NJ | GT | RE | 18.6 | 4 | 1967 | NG | 5 | 2005
Calpine Mid-Merit LLC | York Energy Center | PA | CT | IP | 120 |  |  | NG
Calpine Mid-Merit LLC | York Energy Center | PA | CT | IP | 120 |  |  | NG
Calpine Mid-Merit LLC | York Energy Center | PA | CT | IP | 120 |  |  | NG
Calpine Mid-Merit LLC | York Energy Center | PA | CA | IP | 200 |  |  | NG
First Solar Energy LLC | Alpine Solar | CA | PV | IP | 26 |  |  | SUN
First Solar Energy LLC | Agua Caliente Solar Project | AZ | PV | IP | 290 |  |  | SUN
TMC LLC | TMC LLC | FL | ST | RE | 7.5 | 8 | 1990 | WDS | 3 | 2012
Lake Country Wind Energy | Lake Country Wind Energy | MN | WT | IP | 300 |  |  | WND
Solar Trust of America | Palen Solar Power Project | CA | ST | IP | 273.4 |  |  | SUN
Solar Trust of America | Palen Solar Power Project | CA | ST | IP | 273.4 |  |  | SUN
Solar Trust of America | Amargosa Solar Power Project | NV | ST | IP | 273.4 |  |  | SUN
Solar Trust of America | Amargosa Solar Power Project | NV | ST | IP | 273.4 |  |  | SUN
Klamath Falls Bioenergy LLC | Klamath Falls Bioenergy Facility | OR | ST | IP | 42 |  |  | WDS
USG Nevada LLC | Empire | NV | ST | RE | 1.2 | 12 | 1987 | GEO | 12 | 2011
USG Nevada LLC | Empire | NV | ST | RE | 1.2 | 12 | 1987 | GEO | 12 | 2011
USG Nevada LLC | Empire | NV | ST | RE | 1.2 | 12 | 1987 | GEO | 12 | 2011
USG Nevada LLC | Empire | NV | ST | RE | 1.2 | 12 | 1987 | GEO | 12 | 2011
NRG Solar LLC | Hyder Projects | AZ | PV | IP | 99 |  |  | SUN
NRG Solar LLC | Hyder Projects | AZ | PV | IP | 99 |  |  | SUN
NRG Solar LLC | Hyder Projects | AZ | PV | IP | 40 |  |  | SUN
NRG Solar LLC | Blythe Projects | CA | PV | IP | 200 |  |  | SUN
NRG Solar LLC | Blythe Projects | CA | PV | IP | 20 |  |  | SUN
NRG Solar LLC | NRG Solar Desert Center | CA | PV | IP | 49.5 |  |  | SUN
Consolidated Edison Development Inc. | PA Solar Park | PA | PV | IP | 9.9 |  |  | SUN
TX LFG Energy, LP | Baytown | TX | IC | IP | 1.3 |  |  | LFG
TX LFG Energy, LP | Conroe | TX | IC | RE | 1 | 8 | 2003 | LFG | 4 | 2012
TX LFG Energy, LP | Conroe | TX | IC | RE | 1 | 8 | 2003 | LFG | 4 | 2012
TX LFG Energy, LP | Conroe | TX | IC | RE | 1 | 8 | 2003 | LFG | 4 | 2012
TX LFG Energy, LP | Security | TX | IC | RE | 1.3 | 12 | 2003 | LFG | 7 | 2004
Toyon Landfill Gas Conversion, LLC | Toyon Power Station | CA | IC | RE | 1.8 | 1 | 1986 | LFG | 1 | 2004
Toyon Landfill Gas Conversion, LLC | Toyon Power Station | CA | IC | RE | 1.8 | 1 | 1986 | LFG | 1 | 2004
Toyon Landfill Gas Conversion, LLC | Toyon Power Station | CA | IC | RE | 1.8 | 1 | 1986 | LFG | 1 | 2004
Outagamie Clean Energy Project LLC | Outagamie County Co-Generation Facility | WI | IC | RE | 0.8 | 9 | 1991 | LFG | 10 | 2006
Outagamie Clean Energy Project LLC | Outagamie County Co-Generation Facility | WI | IC | RE | 0.8 | 9 | 1991 | LFG | 10 | 2006
Outagamie Clean Energy Project LLC | Outagamie County Co-Generation Facility | WI | IC | RE | 0.8 | 9 | 1991 | LFG | 10 | 2006
Oneida Energy Inc | Oneida Energy | WI | GT | IP | 1.5 |  |  | NG
Oneida Energy Inc | Oneida Energy | WI | GT | IP | 1.5 |  |  | NG
Central Ohio BioEnergy | Central Ohio BioEnergy Plant #1 | OH | IC | RE | 1 | 12 | 2010 | OBG | 11 | 2011
Valley NG Power Company LLC | Valley | TX | ST | IP | 800 |  |  | SUB
Big Brown Power Company LLC | Big Brown | TX | ST | IP | 800 |  |  | SUB
Algonquin Power Sanger LLC | Algonquin Power Sanger LLC | CA | CA | RE | 12.5 | 11 | 1990 | NG | 3 | 2012
IPL FIT Monrovia I LLC | IPL FIT Monrovia I LLC | IN | WT | IP | 20 |  |  | WND
Lexington Chenoa Wind Farm II LLC | Lexington Chenoa Wind Farm II LLC | IL | WT | IP | 100 |  |  | WND
Lexington Chenoa Wind Farm LLC | Lexington Chenoa Wind Farm LLC | IL | WT | IP | 200 |  |  | WND
FRV Mojave Solar LP | FRV Mojave Solar Project | CA | PV | IP | 20 |  |  | SUN
Vestas Towers America, Inc | Vestas Towers America, Inc. | CO | WT | IP | 3 |  |  | WND
Phillips 66 Sweeny IGCC | Sweeny IGCC Plant | TX | CC | IP | 680 |  |  | PC
Beacon Power LLC | Tehachapi Spindle | CA | FW | IP | 20 |  |  | MWH
Apex Power Contracting and Consulting | Cytec 1, 2 & 3 | CT | IC | RE | 1.8 | 1 | 2005 | DFO | 7 | 2011
Apex Power Contracting and Consulting | Cytec 1, 2 & 3 | CT | IC | RE | 1.8 | 1 | 2005 | DFO | 7 | 2011
Apex Power Contracting and Consulting | Cytec 1, 2 & 3 | CT | IC | RE | 1.8 | 1 | 2006 | DFO | 7 | 2011
Ameresco Butte County LLC | Ameresco | CA | IC | IP | 2.3 |  |  | LFG
Oak Grove Management Co LLC | Oak Grove | TX | ST | IP | 800.8 |  |  | LIG
Oak Grove Management Co LLC | Oak Grove | TX | ST | IP | 800.8 |  |  | LIG
Sandow Power Co LLC | Sandow No 5 | TX | ST | RE | 121 | 12 | 1953 | LIG | 12 | 2006
Sandow Power Co LLC | Sandow No 5 | TX | ST | RE | 121 | 2 | 1954 | LIG | 12 | 2006
Sandow Power Co LLC | Sandow No 5 | TX | ST | RE | 121 | 7 | 1954 | LIG | 12 | 2006
St Joseph Energy Center LLC | St Joseph Energy Center | IN | CC | IP | 670 |  |  | NG
Third Quadrant Energy LLC | Grand View PV Solar One | ID | PV | IP | 20 |  |  | SUN
New Jersey Power Development LLC | Old Bridge Clean Energy Center | NJ | CS | IP | 230 |  |  | NG
New Jersey Power Development LLC | Old Bridge Clean Energy Center | NJ | CS | IP | 230 |  |  | NG
Celanese Acetate LLC | Celanese Acetate LLC | VA | IC | RE | 2.6 | 8 | 1996 | DFO | 12 | 2003
L'Energia Energy | L'Energia Energy Center | MA | CT | RE | 65.5 | 10 | 1992 | NG | 12 | 2007
California Pacific Electric Company | Kings Beach | CA | IC | RE | 2.7 | 1 | 1969 | DFO | 3 | 2008
California Pacific Electric Company | Kings Beach | CA | IC | RE | 2.7 | 1 | 1969 | DFO | 3 | 2008
California Pacific Electric Company | Kings Beach | CA | IC | RE | 2.7 | 1 | 1969 | DFO | 3 | 2008
California Pacific Electric Company | Kings Beach | CA | IC | RE | 2.7 | 1 | 1969 | DFO | 3 | 2008
California Pacific Electric Company | Kings Beach | CA | IC | RE | 2.7 | 1 | 1969 | DFO | 3 | 2008
California Pacific Electric Company | Kings Beach | CA | IC | RE | 2.7 | 1 | 1969 | DFO | 3 | 2008
Sycamore Energy 1 LLC | Sycamore Energy 1 | CA | GT | RE | 0.9 | 12 | 1989 | LFG | 7 | 2010
Sycamore Energy 1 LLC | Sycamore Energy 1 | CA | GT | RE | 0.9 | 12 | 1989 | LFG | 11 | 2010
Newby Island II LLC | GRS Newby II | CA | IC | RE | 1.1 | 12 | 1989 | LFG | 1 | 2012
Newby Island II LLC | GRS Newby II | CA | IC | RE | 1.1 | 12 | 1989 | LFG | 1 | 2012
Newby Island II LLC | GRS Newby II | CA | IC | RE | 1.1 | 12 | 1989 | LFG | 1 | 2012
Eagle Creek RE LLC | Swinging Bridge 1 | NY | HY | RE | 5 | 2 | 1930 | WAT | 6 | 2006 | 76.3333 |  | 5 | 381.6667
Bluestem LLC | Springview | NE | WT | RE | 0.7 | 10 | 1998 | WND | 10 | 2007
Bluestem LLC | Springview | NE | WT | RE | 0.7 | 10 | 1998 | WND | 10 | 2007
NextEra Blythe Solar Energy Center, LLC | Blythe Solar Power Project | CA | ST | IP | 273.4 |  |  | SUN
NextEra Blythe Solar Energy Center, LLC | Blythe Solar Power Project | CA | ST | IP | 273.4 |  |  | SUN
NextEra Blythe Solar Energy Center, LLC | Blythe Solar Power Project | CA | ST | IP | 273.4 |  |  | SUN
NextEra Blythe Solar Energy Center, LLC | Blythe Solar Power Project | CA | ST | IP | 273.4 |  |  | SUN

## BGCL
Electricity Source | Lifetime (yr)
hard coal | 45
natural gas nonpeaker | 45
nuclear | 60
hydro | 66.4668
onshore wind | 30
solar PV | 30
solar thermal | 30
biomass | 45
geothermal | 30
petroleum | 45
natural gas peaker | 45
lignite | 45
offshore wind | 30
crude oil | 45
heavy or residual fuel oil | 45
municipal solid waste | 45